{"text_format":"1","workbook":"xlsx","n_sheets":20,"sheets":["操作説明","【入力】ユーザー入力シート","【出力】結果出力シート（概要）","【出力】結果出力シート（詳細）","【出力・現況】GHG排出量算定シート","【出力・比較対象1】GHG排出量算定シート","【出力・比較対象2】GHG排出量算定シート","プロセスと比較対象","電力CO2排出量原単位","温対法排出原単位","一次処理電力使用量","一次処理活動量","し尿処理施設推定式","年間処理量の推定値","し尿処理施設一覧","トラックバキューム車","焼却のCH4とN2O","化学肥料","マクロ用","選択肢"],"not_rendered":{"charts":2,"images":3,"macros":1,"external_links":0,"defined_names":15,"comments":0,"pivot_tables":0},"unopened":[],"bounds":{"document_bytes":16777216,"sheet_cells":100000,"rows_first":2000,"rows_last":500,"rows_between":2000,"halvings":0,"cell_chars":16384,"cell_head_chars":4096},"cells_cut":0,"cells_raw":0,"read":"whole","date_system":"1900"}

{"sheet":"操作説明","index":0,"n_rows":37,"n_cols":11,"rows_kept":37,"cut":false,"hidden":false,"merged":[[12,6,12,9],[34,2,34,10],[36,2,36,10],[20,1,20,10],[25,3,25,10],[26,3,26,10],[1,0,1,11],[10,1,10,4],[32,2,32,10],[7,1,7,8],[8,1,8,10],[19,1,19,8],[5,1,5,10],[16,6,16,9],[17,6,17,9],[13,6,13,9],[14,6,14,9],[15,6,15,9],[3,0,3,10],[9,0,9,10],[10,6,10,9],[11,6,11,9]]}
[]
["農業集落排水汚泥の資源化に係る温室効果ガス排出削減量の算定プログラム ver.1.0"]
[]
["簡易操作説明"]
[]
[null,"　本プログラムは、「農業集落排水汚泥資源の活用」の検討の参考とするため、汚泥資源の活用方法別の温室効果ガス排出量において、焼却と比較して、肥料化や建設資材としての再利用により、どの程度脱炭素化が図れるのかを計算するものです。"]
[]
[null,"◆算定プログラムの構成"]
[null,"　本プログラムの構成は下表のとおりです。"]
[]
[null,"シート名",null,null,null,"シート色","簡易説明",null,null,null,"入力"]
[null,"操作説明",null,null,null,"灰色","本シートです。",null,null,null,"－"]
[null,"【入力】ユーザー入力シート",null,null,null,"黄色","温室効果ガス排出量の算定に必要な数値や情報を入力するシートです。基本情報の入力のみでも算定可能ですが、詳細情報を追加することで、より実態に近い算定結果にすることが可能です。",null,null,null,"必要"]
[null,"【出力】結果出力シート（概要）",null,null,null,"赤色","本プログラムによる算定結果について、概要をとりまとめたシートです。適宜、図面や写真を追加し、対外的な説明などにご活用ください。",null,null,null,"任意"]
[null,"【出力】結果出力シート（詳細）",null,null,null,"赤色","本プログラムによる算定結果について、個別の処理プロセスの排出量内訳を整理したシートです。適宜、図面や写真を追加し、対外的な説明などにご活用ください。",null,null,null,"任意"]
[null,"【出力・現況】GHG排出量算定シート",null,null,null,"青色","現況の処理形態における排出量の算定経緯を確認できるシートです。（計算式や係数が多く含まれるため、改変しないようお願いします）",null,null,null,"不要"]
[null,"【出力・比較対象1】GHG排出量算定シート",null,null,null,"青色","比較対象の処理形態（1つ目）における排出量の算定経緯を確認できるシートです。（計算式や係数が多く含まれるため、改変しないようお願いします）",null,null,null,"不要"]
[null,"【出力・比較対象2】GHG排出量算定シート",null,null,null,"青色","比較対象の処理形態（2つ目）における排出量の算定経緯を確認できるシートです。（計算式や係数が多く含まれるため、改変しないようお願いします）",null,null,null,"不要"]
[]
[null,"◆算定プログラムの構成"]
[null,"　操作方法は以下のとおりですが、詳細については「農業集落排水汚泥の資源化に係る温室効果ガス排出削減量の算定プログラム操作マニュアル」を参照して下さい。"]
[]
[null,0,"本プログラムではマクロを使用しています。無効化されている場合は有効にしてください。"]
[]
[null,1,"本算定プログラムのシート「【入力】ユーザー入力シート」について、各項目に対して操作マニュアルに準拠してデータの入力または選択を行います。"]
[null,null,null,"・各入力項目については上から順に入力・選択を行うことでスムーズに算定プログラムの運用が行えるように作成しています。"]
[null,null,null,"・本プログラムにおいて、ユーザーが入力する情報は2種類あります。必須入力項目（黄色セル）は適切に計算を行う上で、必ず入力が必要です。任意入力・選択項目は算定結果をできるだけ実態に近い値にするために入力をお願いするものですが、不明な場合は未入力でも構いません。"]
[]
[null,null,null,null,"「必須」入力・選択項目"]
[null,null,null,null,"任意入力・選択項目"]
[null,null,null,null,"入力・選択は不可（自動更新）"]
[]
[null,2,"はじめに、\"【入力】ユーザー入力シート\"の基本情報（地区情報とQ1～Q5：6～46行目）を入力してください。"]
[]
[null,3,"算定対象地区について、より詳細な情報が入手できる場合には、\"【入力】ユーザー入力シート\"の詳細情報（Q6～Q12：52～93行目）についても、可能な範囲で入力してください。なお、詳細情報が入力されていなくてもプログラムでの温室効果ガス排出量の算定は可能です。"]
[]
[null,4,"入力後の算定結果は、\"【出力】結果出力シート（概要）\"および\"【出力】結果出力シート（詳細）\"に表示されています。必要に応じ、図や写真を挿入するなど、対外的な説明資料として加工いただくことも可能です。"]

{"sheet":"【入力】ユーザー入力シート","index":1,"n_rows":45,"n_cols":9,"rows_kept":45,"cut":false,"hidden":false,"merged":[[1,5,3,5],[5,2,5,8],[32,6,32,7],[22,3,29,3],[39,2,39,8],[11,3,12,3],[13,3,14,3],[9,3,10,3],[33,3,35,3]]}
[null,null,"ユーザー入力シート 　ver.1.0"]
[null,null,null,null,null,"入力凡例　","「必須」入力・選択項目"]
[null,null,null,null,null,null,"任意入力・選択項目"]
[null,null,null,null,null,null,"入力・選択は不可（自動更新）"]
[]
[null,null,"　基本情報の入力"]
[]
[null,null,null,"農業集落排水処理地区名を入力してください。【手入力】"]
[null,null,null,"農業集落排水処理施設の名称を入力してください。【手入力】"]
[null,null,null,"農業集落排水処理施設の所在地を入力してください。【手入力】",null,"都道府県"]
[null,null,null,null,null,"市町村"]
[null,null,null,"農業集落排水処理地区の処理人口（計画・実績）を入力してください。【手入力】",null,"計画処理人口",null,"人"]
[null,null,null,null,null,"実績処理人口",null,"人"]
[null,null,null,"農業集落排水処理地区の計画1日平均汚水量と実績年間汚水量を入力してください。【手入力】",null,"計画1日平均汚水量",null,"㎥/日"]
[null,null,null,null,null,"実績年間汚水量",null,"㎥/年"]
[]
[null,null,null,"Q1　貴自治体の管内の電力会社を選択してください。【選択式】"]
[]
[null,null,null,null,null,null,"現況の最終処理形態","比較対象1の最終処理形態","比較対象2の最終処理形態"]
[null,null,null,"Q2-1　現在の最終的な処理形態を横の黄色いセル（G20）で選択してください。【選択式】\n比較対象となる最終処理形態が灰色のセル（H20,I20）に表示されます。",null,null,null,{"$f":"IFERROR(IF(OR(H27=\"農業集落排水施設\",H29=\"農業集落排水施設\"),VLOOKUP(G20,選択肢!$X$3:$Z$10,2,FALSE),VLOOKUP($G$20,選択肢!$S$3:$U$10,2,FALSE)),\"\")","v":""},{"$f":"IFERROR(VLOOKUP($G$20,選択肢!$S$3:$U$10,3,FALSE),\"\")","v":""}]
[null,null,null,"Q2-2　比較対象となる最終処理形態をH20,I20に表示されたものから変更したい場合には、変更後の最終処理形態を黄緑色のセル（H21,I21)に入力してください【選択式】",null,null,{"$f":"IF(G20=0,\"\",G20)","v":""}]
[]
[null,null,null,"Q3　Q2で選択した汚泥の処理形態について、農業集落排水処理施設での一次処理（濃縮）以降の個別プロセスの「有」または「無」を選択してください。\n\nまた、「脱水」、「乾燥」、「焼却」のプロセスが「有」の場合、どの施設でその処理が行われているか選択してください。\n\n【選択式】\n\n※個別プロセスの解説は操作マニュアルのp9～p10を参照ください",null,"個別プロセス","プロセスの有無","そのプロセスを行う場所"]
[null,null,null,null,"a","農業集落排水施設での一次処理","有"]
[null,null,null,null,"b","濃縮後、別施設への運搬"]
[null,null,null,null,"c","し尿処理施設等での再一次処理"]
[null,null,null,null,"d","脱水"]
[null,null,null,null,"e","脱水後、別施設への運搬"]
[null,null,null,null,"f","機械乾燥"]
[null,null,null,null,"g","乾燥後、別施設への運搬"]
[]
[null,null,null,"Q4　農業集落排水施設から発生する年間の引き抜き汚泥量（濃縮後）を入力してください。なお、引き抜き汚泥量の含水率が97%以上であるかを確認してください。【手入力】",null,{"$f":"IF(OR(G32=\"\",AND(G32>#REF!,G32<#REF!)),\"\",\"【注意】引き抜き汚泥量の数値が誤っている可能性があります！⇒\")","v":{"$error":"#REF!"}},null,"㎥またはt/年"]
[null,null,null,null,null,null,"※引き抜き汚泥量の入力時の注意※\n入力値の引き抜き汚泥量の含水率は97%以上99.5%以下を想定しており、含水率（想定値）と実績処理人口を用いて自動計算した引き抜き汚泥量と、入力した引き抜き汚泥量とを比較して乖離が大きい場合には、F41セルに警告が出ます。修正しても警告が出る場合は、自動計算値を用いて算定しますので、空欄のままとしてください。"]
[null,null,null,"Q5　Q3の設問で、し尿処理施設での処理プロセスを含む場合には、当該し尿処理施設が位置する都道府県と市町村名、し尿処理施設名称を選択してください。該当するし尿処理施設が選択肢に無い場合は空欄で構いません。【選択式】",null,"都道府県"]
[null,null,null,null,null,"地方公共団体名"]
[null,null,null,null,null,"し尿処理施設名称"]
[]
[]
[]
[null,null,"詳細情報の入力（わかる範囲で入力ください）"]
[]
[]
["a　農業集落排水処理施設での一次処理","①-1","　","Q6　農業集落排水処理施設の一次処理における処理方式または処理施設の型式がわかれば選択ください。【選択式】",null,"処理方式または処理施設の型式"]
[]
["a　農業集落排水処理施設での一次処理","①-２","　","Q7　農業集落排水処理施設の一次処理後の引き抜き汚泥の含水率（脱水前）(%)がわかれば入力ください。【手入力】",null,"引き抜き汚泥の含水率(%)"]

{"sheet":"【出力】結果出力シート（概要）","index":2,"n_rows":24,"n_cols":15,"rows_kept":24,"cut":false,"hidden":false,"merged":[[1,0,1,8],[4,2,4,5],[4,7,9,7],[5,2,5,5],[6,2,6,5],[13,14,15,14],[16,12,16,13],[17,12,17,13],[18,12,18,13],[17,2,17,3],[18,2,18,3],[16,2,16,3]]}
["結果出力シート　ver.1.0"]
["農業用集落排水施設処理方法別の温室効果ガス排出量の比較（概要）"]
[]
[null,"◆地区の概要"]
[null,"地区名",{"$f":"【入力】ユーザー入力シート!G8","v":0},null,null,null,null,"写真や図面等の貼付欄"]
[null,"施設名",{"$f":"【入力】ユーザー入力シート!G9","v":0}]
[null,"所在地",{"$f":"【入力】ユーザー入力シート!G10&【入力】ユーザー入力シート!G11","v":""}]
[null,"処理人口","計画",{"$f":"【入力】ユーザー入力シート!G12","v":0},"実績",{"$f":"【入力】ユーザー入力シート!G13","v":0}]
[null,"処理汚水量","計画1日平均汚水量",{"$f":"【入力】ユーザー入力シート!G14","v":0},"実績年間汚水量",{"$f":"【入力】ユーザー入力シート!G15","v":0}]
[]
[]
[]
[]
[null,"◆農業集落排水施設汚泥処理に係る温室効果ガス排出量の算定・比較結果",null,null,null,null,null,null,null,null,null,null,null,null,"一般家庭一戸あたり(2.59t-CO2/戸）に換算した温室効果ガス排出量合計(戸/年)"]
[]
[null,null,null,null,"CO2換算排出量合計(kg-CO2/年)","引抜汚泥量1㎥あたりの排出量合計(kg-CO2/㎥/年)",null,null,null,null,null,"(参考）"]
[null,"現況の処理方法",{"$f":"【出力・現況】GHG排出量算定シート!G8","v":0},null,{"$f":"【出力・現況】GHG排出量算定シート!G4*1000","v":{"$error":"#REF!"}},{"$f":"E17/IF(【入力】ユーザー入力シート!$G$32=0,【出力・現況】GHG排出量算定シート!$I$33,【入力】ユーザー入力シート!$G$32)","v":{"$error":"#REF!"}},null,null,null,null,null,"現況の処理方法",{"$f":"C17","v":0},null,{"$f":"E17/2590","v":{"$error":"#REF!"}}]
[null,"比較する処理方法①",{"$f":"【出力・比較対象1】GHG排出量算定シート!G8","v":""},null,{"$f":"【出力・比較対象1】GHG排出量算定シート!G4*1000","v":{"$error":"#REF!"}},{"$f":"E18/IF(【入力】ユーザー入力シート!$G$32=0,【出力・現況】GHG排出量算定シート!$I$33,【入力】ユーザー入力シート!$G$32)","v":{"$error":"#REF!"}},null,null,null,null,null,"比較する処理方法①",{"$f":"C18","v":""},null,{"$f":"E18/2590","v":{"$error":"#REF!"}}]
[null,"比較する処理方法②",{"$f":"【出力・比較対象2】GHG排出量算定シート!G8","v":""},null,{"$f":"【出力・比較対象2】GHG排出量算定シート!G4*1000","v":{"$error":"#REF!"}},{"$f":"E19/IF(【入力】ユーザー入力シート!$G$32=0,【出力・現況】GHG排出量算定シート!$I$33,【入力】ユーザー入力シート!$G$32)","v":{"$error":"#REF!"}},null,null,null,null,null,"比較する処理方法②","",null,{"$error":"#REF!"}]
[]
[]
[]
[]
[null,null,null,null,null,null,null,{"$f":"TODAY()","v":"2025-06-04"}]

{"sheet":"【出力】結果出力シート（詳細）","index":3,"n_rows":41,"n_cols":10,"rows_kept":41,"cut":false,"hidden":false,"merged":[[1,0,1,10],[12,1,13,3],[15,1,15,3],[16,1,16,3],[4,3,4,5],[5,3,5,5],[6,3,6,5],[32,2,32,3],[26,2,26,3],[31,2,31,3],[27,2,27,3],[17,1,17,3],[18,1,18,3],[19,1,19,3],[20,1,20,3],[21,1,21,3],[22,1,22,3],[23,1,23,3],[24,1,24,3],[25,1,25,3],[30,1,30,3],[28,1,28,3],[29,1,29,3]]}
["結果出力シート　ver.1.0"]
["農業用集落排水施設処理方法別の温室効果ガス排出量の比較（詳細）"]
[]
[null,null,"◆地区の概要"]
[null,null,"地区名",{"$f":"【入力】ユーザー入力シート!G8","v":0}]
[null,null,"施設名",{"$f":"【入力】ユーザー入力シート!G9","v":0}]
[null,null,"所在地",{"$f":"【入力】ユーザー入力シート!G10&【入力】ユーザー入力シート!G11","v":""}]
[]
[]
[]
[null,null,"◆農業集落排水施設汚泥処理に係る温室効果ガス排出量の算定・比較結果"]
[]
[null,null,null,null,"現況の処理方法","比較する処理方法①","比較する処理方法②"]
[null,null,null,null,{"$f":"【出力・現況】GHG排出量算定シート!G8","v":0},{"$f":"【出力・比較対象1】GHG排出量算定シート!G8","v":""},{"$f":"【出力・比較対象2】GHG排出量算定シート!G8","v":""}]
["a","農業集落排水施設での一次処理",null,null,{"$f":"【出力・現況】GHG排出量算定シート!L8","v":{"$error":"#N/A"}},{"$f":"【出力・比較対象1】GHG排出量算定シート!L8","v":{"$error":"#N/A"}},{"$f":"【出力・比較対象2】GHG排出量算定シート!L8","v":{"$error":"#N/A"}}]
["b","濃縮後、別施設への運搬",null,null,{"$f":"【出力・現況】GHG排出量算定シート!L9","v":{"$error":"#REF!"}},{"$f":"【出力・比較対象1】GHG排出量算定シート!L9","v":{"$error":"#REF!"}},{"$f":"【出力・比較対象2】GHG排出量算定シート!L9","v":{"$error":"#REF!"}}]
["c","し尿処理施設等での再一次処理",null,null,{"$f":"【出力・現況】GHG排出量算定シート!L10","v":{"$error":"#REF!"}},{"$f":"【出力・比較対象1】GHG排出量算定シート!L10","v":{"$error":"#REF!"}},{"$f":"【出力・比較対象2】GHG排出量算定シート!L10","v":{"$error":"#REF!"}}]
["d","脱水・乾燥",null,null,{"$f":"【出力・現況】GHG排出量算定シート!L11","v":{"$error":"#REF!"}},{"$f":"【出力・比較対象1】GHG排出量算定シート!L11","v":{"$error":"#N/A"}},{"$f":"【出力・比較対象2】GHG排出量算定シート!L11","v":{"$error":"#N/A"}}]
["e","脱水後、別施設への運搬",null,null,{"$f":"【出力・現況】GHG排出量算定シート!L12","v":{"$error":"#REF!"}},{"$f":"【出力・比較対象1】GHG排出量算定シート!L12","v":{"$error":"#REF!"}},{"$f":"【出力・比較対象2】GHG排出量算定シート!L12","v":{"$error":"#REF!"}}]
["f","乾燥",null,null,"※","※","※"]
["g","乾燥後、別施設への運搬",null,null,{"$f":"【出力・現況】GHG排出量算定シート!L14","v":{"$error":"#REF!"}},{"$f":"【出力・比較対象1】GHG排出量算定シート!L14","v":{"$error":"#REF!"}},{"$f":"【出力・比較対象2】GHG排出量算定シート!L14","v":{"$error":"#REF!"}}]
["h","焼却",null,null,{"$f":"【出力・現況】GHG排出量算定シート!L15","v":{"$error":"#REF!"}},{"$f":"【出力・比較対象1】GHG排出量算定シート!L15","v":{"$error":"#REF!"}},{"$f":"【出力・比較対象2】GHG排出量算定シート!L15","v":{"$error":"#REF!"}}]
["i","炭化",null,null,{"$f":"【出力・現況】GHG排出量算定シート!L16","v":{"$error":"#REF!"}},{"$f":"【出力・比較対象1】GHG排出量算定シート!L16","v":{"$error":"#REF!"}},{"$f":"【出力・比較対象2】GHG排出量算定シート!L16","v":{"$error":"#REF!"}}]
["j","焼却後、埋立施設への運搬",null,null,{"$f":"【出力・現況】GHG排出量算定シート!L17","v":{"$error":"#REF!"}},{"$f":"【出力・比較対象1】GHG排出量算定シート!L17","v":{"$error":"#REF!"}},{"$f":"【出力・比較対象2】GHG排出量算定シート!L17","v":{"$error":"#REF!"}}]
["k","焼却後、セメント工場への運搬",null,null,{"$f":"【出力・現況】GHG排出量算定シート!L18","v":{"$error":"#REF!"}},{"$f":"【出力・比較対象1】GHG排出量算定シート!L18","v":{"$error":"#REF!"}},{"$f":"【出力・比較対象2】GHG排出量算定シート!L18","v":{"$error":"#REF!"}}]
["l","肥料化(小計）",null,null,{"$f":"E27+E28","v":{"$error":"#REF!"}},{"$f":"F27+F28","v":{"$error":"#REF!"}},{"$f":"G27+G28","v":{"$error":"#REF!"}}]
["l",null,"肥料化（コンポスト）",null,{"$f":"【出力・現況】GHG排出量算定シート!L19","v":{"$error":"#REF!"}},{"$f":"【出力・比較対象1】GHG排出量算定シート!L19","v":{"$error":"#REF!"}},{"$f":"【出力・比較対象2】GHG排出量算定シート!L19","v":{"$error":"#REF!"}}]
["l",null,"肥料化による化学肥料の製造量削減に伴うCO2排出量の削減",null,{"$f":"【出力・現況】GHG排出量算定シート!O19","v":0},{"$f":"【出力・比較対象1】GHG排出量算定シート!O19","v":0},{"$f":"【出力・比較対象2】GHG排出量算定シート!O19","v":0}]
["m","焼却灰の埋立",null,null,{"$f":"【出力・現況】GHG排出量算定シート!L20","v":{"$error":"#REF!"}},{"$f":"【出力・比較対象1】GHG排出量算定シート!L20","v":{"$error":"#REF!"}},{"$f":"【出力・比較対象2】GHG排出量算定シート!L20","v":{"$error":"#REF!"}}]
["n","汚泥の直接埋立",null,null,{"$f":"【出力・現況】GHG排出量算定シート!L21","v":{"$error":"#REF!"}},{"$f":"【出力・比較対象1】GHG排出量算定シート!L21","v":{"$error":"#REF!"}},{"$f":"【出力・比較対象2】GHG排出量算定シート!L21","v":{"$error":"#REF!"}}]
["o","建設資材化（セメント化）（小計）",null,null,{"$f":"E32+E33","v":{"$error":"#REF!"}},{"$f":"F32+F33","v":{"$error":"#REF!"}},{"$f":"G32+G33","v":{"$error":"#REF!"}}]
["o",null,"建設資材化（セメント化）",null,{"$f":"【出力・現況】GHG排出量算定シート!L22","v":{"$error":"#REF!"}},{"$f":"【出力・比較対象1】GHG排出量算定シート!L22","v":{"$error":"#REF!"}},{"$f":"【出力・比較対象2】GHG排出量算定シート!L22","v":{"$error":"#REF!"}}]
["o",null,"建設資材化（セメント化）による石灰石焼成由来のCO2排出量の削減",null,{"$f":"【出力・現況】GHG排出量算定シート!O22","v":{"$error":"#REF!"}},{"$f":"【出力・比較対象1】GHG排出量算定シート!O22","v":{"$error":"#REF!"}},{"$f":"【出力・比較対象2】GHG排出量算定シート!O22","v":{"$error":"#REF!"}}]
[null,"合計（農業集落排水施設での一次処理を除く）",null,null,{"$f":"SUM(E16:E25,E26,E29:E30,E31)","v":{"$error":"#REF!"}},{"$f":"SUM(F16:F25,F26,F29:F30,F31)","v":{"$error":"#REF!"}},{"$f":"SUM(G16:G25,G26,G29:G30,G31)","v":{"$error":"#REF!"}}]
[null,"合計（全てのプロセスを含む）",null,null,{"$f":"SUM(E34,E15)","v":{"$error":"#REF!"}},{"$f":"SUM(F34,F15)","v":{"$error":"#REF!"}},{"$f":"SUM(G34,G15)","v":{"$error":"#REF!"}}]
[null,null,null,null,null,null,"単位：CO2換算排出量(kg-CO2/年)"]
[null,null,"※脱水・乾燥プロセスは同じ計算式内で同時に算出していることから、乾燥プロセスの数値は、脱水の計算値に含まれています。"]
[]
[null,null,null,null,null,null,null,null,null,{"$f":"TODAY()","v":"2025-06-04"}]
[]
[null,null,null,null,{"$f":"EXACT(ROUND('【出力】結果出力シート（概要）'!E17,5),ROUND('【出力】結果出力シート（詳細）'!E35,5))","v":{"$error":"#REF!"}},{"$f":"EXACT(ROUND('【出力】結果出力シート（概要）'!E18,5),ROUND('【出力】結果出力シート（詳細）'!F35,5))","v":{"$error":"#REF!"}},{"$f":"EXACT(ROUND('【出力】結果出力シート（概要）'!E19,5),ROUND('【出力】結果出力シート（詳細）'!G35,5))","v":{"$error":"#REF!"}}]

{"sheet":"【出力・現況】GHG排出量算定シート","index":4,"n_rows":99,"n_cols":40,"rows_kept":99,"cut":false,"hidden":false,"merged":[[52,0,53,0],[52,3,53,3],[52,4,53,4],[58,0,59,0],[58,3,59,3],[58,4,59,4],[55,4,56,4],[61,0,62,0],[61,3,62,3],[61,4,62,4],[55,0,56,0],[55,3,56,3],[97,3,98,4],[78,0,88,0],[65,0,72,0],[91,0,98,0],[87,3,88,4],[91,3,92,3],[91,4,92,4],[94,3,95,3],[94,4,95,4],[71,3,72,4],[78,3,79,3],[78,4,79,4],[65,3,66,3],[65,4,66,4],[81,3,85,3],[81,4,85,4],[37,0,38,0],[37,3,38,3],[37,4,38,4],[49,0,50,0],[49,3,50,3],[49,4,50,4],[46,0,47,0],[46,3,47,3],[46,4,47,4],[40,3,41,3],[40,4,41,4],[43,0,44,0],[43,3,44,3],[43,4,44,4],[23,10,23,25],[23,26,23,32],[23,33,23,40],[23,2,23,9],[8,3,21,3],[3,3,3,4],[68,3,69,3],[68,4,69,4],[5,0,21,0],[8,4,21,4],[25,0,32,0],[25,3,26,3],[25,4,26,4],[28,3,29,3],[28,4,29,4],[31,3,32,3],[31,4,32,4],[34,0,35,0],[34,3,35,3],[34,4,35,4],[40,0,41,0]]}
[]
[null,null,null,"温室効果ガス排出量算定シート（現況の処理形態）"]
[null,null,null,null,null,null,"合計（現況の最終処理形態）"]
[null,null,null,"プロセス",null,null,{"$f":"IF(G73>0,G73,IF(G89>0,G89,IF(G99>0,G99)))","v":{"$error":"#REF!"}},"t-CO2/年",null,null,null,{"$f":"SUM(L8:O22)/1000","v":{"$error":"#N/A"}},{"$f":"EXACT(ROUND(G4,5),ROUND(L4,5))","v":{"$error":"#REF!"}}]
[null,null,null,null,null,null,null,null,"電気事業者毎の基礎排出係数（R4）"]
["基本情報の入力",null,null,"Q1","地方電力会社",null,{"$f":"【入力】ユーザー入力シート!G17","v":0},null,{"$f":"VLOOKUP(G6,電力CO2排出量原単位!$A$7:$C$16,3,FALSE)","v":{"$error":"#N/A"}},"㎏-CO2/kWh"]
[null,null,null,null,null,null,null,null,null,null,null,"kg-CO2/年"]
[null,null,null,"Q2","最終処理形態",null,{"$f":"【入力】ユーザー入力シート!G20","v":0},null,null,null,null,{"$f":"SUM(O30,AE27,AM27)","v":{"$error":"#N/A"}}]
[null,null,null,"Q3","個別プロセスの有無",null,"濃縮後、別施設への運搬","濃縮後、別施設への運搬",{"$f":"IF(【入力】ユーザー入力シート!G25=\"\",\"無\",【入力】ユーザー入力シート!G25)","v":"無"},null,null,{"$f":"SUM(X36,AE36,AM36)","v":{"$error":"#REF!"}}]
[null,null,null,null,null,null,"し尿処理施設での一次処理","再度一次処理",{"$f":"IF(【入力】ユーザー入力シート!G26=\"\",\"無\",【入力】ユーザー入力シート!G26)","v":"無"},null,null,{"$f":"SUM(O39,AE39,AM39)","v":{"$error":"#REF!"}}]
[null,null,null,null,null,null,"脱水","脱水",{"$f":"IF(【入力】ユーザー入力シート!G27=\"\",\"無\",【入力】ユーザー入力シート!G27)","v":"無"},{"$f":"【入力】ユーザー入力シート!H27","v":0},null,{"$f":"SUM(O42)","v":{"$error":"#REF!"}}]
[null,null,null,null,null,null,"脱水後、別施設への運搬","脱水後、別施設への運搬",{"$f":"IF(【入力】ユーザー入力シート!G28=\"\",\"無\",【入力】ユーザー入力シート!G28)","v":"無"},null,null,{"$f":"SUM(X45,AE45,AM45)","v":{"$error":"#REF!"}}]
[null,null,null,null,null,null,"乾燥","乾燥",{"$f":"IF(【入力】ユーザー入力シート!G29=\"\",\"無\",【入力】ユーザー入力シート!G29)","v":"無"}]
[null,null,null,null,null,null,"乾燥後、別施設への運搬","乾燥後、別施設への運搬",{"$f":"IF(【入力】ユーザー入力シート!G30=\"\",\"無\",【入力】ユーザー入力シート!G30)","v":"無"},null,null,{"$f":"SUM(X48,AE48,AM48)","v":{"$error":"#REF!"}}]
[null,null,null,null,null,null,"焼却","焼却",{"$f":"IF(【入力】ユーザー入力シート!#REF!=\"\",\"無\",【入力】ユーザー入力シート!#REF!)","v":{"$error":"#REF!"}},{"$f":"IF(【入力】ユーザー入力シート!#REF!=\"\",\"焼却施設\",【入力】ユーザー入力シート!#REF!)","v":{"$error":"#REF!"}},null,{"$f":"IF(OR(J15=\"焼却施設\",J15=\"その他\",J15=0),SUM(O54,AE54,AM54),SUM(O51,AE54,AM54))","v":{"$error":"#REF!"}}]
[null,null,null,null,null,null,"炭化","炭化",{"$f":"IF(【入力】ユーザー入力シート!#REF!=\"\",\"無\",【入力】ユーザー入力シート!#REF!)","v":{"$error":"#REF!"}},null,null,{"$f":"SUM(O57)","v":{"$error":"#REF!"}}]
[null,null,null,null,null,null,"焼却後、埋立施設への運搬","焼却後、埋立施設への運搬",{"$f":"IF(【入力】ユーザー入力シート!#REF!=\"\",\"無\",【入力】ユーザー入力シート!#REF!)","v":{"$error":"#REF!"}},null,null,{"$f":"SUM(X60,AE60,AM60)","v":{"$error":"#REF!"}}]
[null,null,null,null,null,null,"焼却後、セメント工場への運搬","焼却後、セメント工場への運搬",{"$f":"IF(【入力】ユーザー入力シート!#REF!=\"\",\"無\",【入力】ユーザー入力シート!#REF!)","v":{"$error":"#REF!"}},null,null,{"$f":"SUM(O63)","v":{"$error":"#REF!"}}]
[null,null,null,null,null,null,"コンポスト化","コンポスト化",{"$f":"IF(【入力】ユーザー入力シート!#REF!=\"\",\"無\",【入力】ユーザー入力シート!#REF!)","v":{"$error":"#REF!"}},null,null,{"$f":"SUM(O67,AE67,AM67)","v":{"$error":"#REF!"}},"化学肥料の製造量削減に伴うCO2排出量の削減",null,{"$f":"O70","v":0}]
[null,null,null,null,null,null,"焼却灰の埋立","焼却灰の埋立",{"$f":"IF(【入力】ユーザー入力シート!#REF!=\"\",\"無\",【入力】ユーザー入力シート!#REF!)","v":{"$error":"#REF!"}},null,null,{"$f":"SUM(O80)","v":{"$error":"#REF!"}}]
[null,null,null,null,null,null,"汚泥の直接埋立","汚泥の直接埋立",{"$f":"IF(【入力】ユーザー入力シート!#REF!=\"\",\"無\",【入力】ユーザー入力シート!#REF!)","v":{"$error":"#REF!"}},null,null,{"$f":"SUM(O83,AE86)","v":{"$error":"#REF!"}}]
[null,null,null,null,null,null,"建設資材化（セメント化）","建設資材化（セメント化）",{"$f":"IF(【入力】ユーザー入力シート!#REF!=\"\",\"無\",【入力】ユーザー入力シート!#REF!)","v":{"$error":"#REF!"}},null,null,{"$f":"SUM(O93)","v":{"$error":"#REF!"}},"セメント化による石灰石焼成由来のCO2排出量の削減",null,{"$f":"O96","v":{"$error":"#REF!"}}]
[]
[null,null,"取扱量",null,null,null,null,null,null,null,"CO2排出量の算定",null,null,null,null,null,null,null,null,null,null,null,null,null,null,null,"CH4排出量の算定",null,null,null,null,null,null,"N2O排出量の算定"]
[]
["①一次処理_農業集落排水処理施設",null,null,"①-0","処理量",null,"実績処理人口","　",null,"　",null,null,null,null,null,null,null,null,null,null,null,null,null,null,null,null,null,"処理排出係数【CH4】",null,null,"排出量【CH4】",null,null,null,null,"処理排出係数【N2O】",null,null,"排出量【N2O】"]
[null,null,null,null,null,null,{"$f":"【入力】ユーザー入力シート!G13","v":0},"人",null,null,null,null,null,null,null,null,null,null,null,null,null,null,null,null,null,null,"×",{"$f":"温対法排出原単位!C86","v":0.59},"kg-CH4/人","⇒",{"$f":"AB27*G27*28","v":0},"kg-CO2",null,null,"×",{"$f":"温対法排出原単位!C158","v":2.3E-2},"kg-N2O/人","⇒",{"$f":"AJ27*G27*265","v":0},"kg-CO2"]
[]
[null,null,null,"①-1","生物処理",null,"処理方式",null,null,null,null,"生物処理排出係数【CO2】",null,null,"排出量【CO2】",null,"　"]
[null,null,null,null,null,null,{"$f":"IF(【入力】ユーザー入力シート!G43=0,\"その他、または設置機器が不明\",【入力】ユーザー入力シート!G43)","v":"その他、または設置機器が不明"},null,null,null,null,{"$f":"VLOOKUP(G30,一次処理電力使用量!B4:D10,3,FALSE)*I6","v":{"$error":"#N/A"}},"kg-CO2/年・人","⇒",{"$f":"L30*G27","v":{"$error":"#N/A"}},"kg-CO2/年"]
[]
[null,null,null,"①-2","汚泥の引き抜き",null,"引き抜き汚泥の含水率(%)",null,"引き抜き汚泥の体積","　"]
[null,null,null,null,null,null,{"$f":"IF(【入力】ユーザー入力シート!G45>0,【入力】ユーザー入力シート!G45,VLOOKUP(G30,一次処理活動量!B4:D10,3,FALSE))","v":98.25},null,{"$f":"IF(【入力】ユーザー入力シート!G32=0,VLOOKUP(G30,一次処理活動量!B4:E10,4)*365/1000*G27/1000*100/(100-G33),【入力】ユーザー入力シート!G32)","v":0},"㎥/年"]
[]
["②-1 運搬（その1）",null,null,"②-1","濃縮後別施設への運搬",null,"バキューム車/トラック（型式）",null,"汚泥の体積","　",null,"バキュームカー積載量",null,null,"バキュームカー台数",null,"　","施設間距離（往復）",null,null,"運搬排出係数【CO2】",null,null,"排出量【CO2】",null,null,null,"運搬排出係数【CH4】",null,null,"排出量【CH4】",null,null,null,null,"運搬排出係数【N2O】",null,null,"排出量【N2O】"]
[null,null,null,null,null,null,{"$f":"IF(【入力】ユーザー入力シート!#REF!=\"\",トラックバキューム車!B6,【入力】ユーザー入力シート!#REF!)","v":{"$error":"#REF!"}},null,{"$f":"IF(I9=\"有\",I33,0)","v":0},"㎥/年","÷",{"$f":"VLOOKUP(G36,トラックバキューム車!$B$4:$E$11,5,FALSE)","v":{"$error":"#REF!"}},"㎥/台","⇒",{"$f":"IF(【入力】ユーザー入力シート!#REF!>0,【入力】ユーザー入力シート!#REF!,ROUNDUP(I36/L36,0))","v":{"$error":"#REF!"}},"台","×",{"$f":"_xlfn.IFS(AND(I9=\"有\",【入力】ユーザー入力シート!#REF!<>\"\"),【入力】ユーザー入力シート!#REF!*2,AND(I9=\"有\",【入力】ユーザー入力シート!#REF!=\"\"),11.9*2,I9=\"無\",0)","v":{"$error":"#REF!"}},"km","×",{"$f":"VLOOKUP(G36,トラックバキューム車!$B$4:$D$11,3,FALSE)","v":{"$error":"#REF!"}},"kg-CO2/km","⇒",{"$f":"O36*R36*U36","v":{"$error":"#REF!"}},"kg-CO2",null,"×",{"$f":"VLOOKUP($G36,トラックバキューム車!$B$4:$H$11,7,FALSE)","v":{"$error":"#REF!"}},"kg-CH4/km","⇒",{"$f":"O36*R36*AB36*28","v":{"$error":"#REF!"}},"kg-CO2",null,null,"×",{"$f":"VLOOKUP($G36,トラックバキューム車!$B$4:$H$11,8,FALSE)","v":{"$error":"#REF!"}},"kg-N2O/km","⇒",{"$f":"O36*R36*AJ36*265","v":{"$error":"#REF!"}},"kg-CO2"]
[]
["③-1　二次処理-再度の一次処理",null,null,"③-1","再度の一次処理",null,null,null,"引き抜き汚泥の体積","　",null,"排出係数【CO2】",null,null,"排出量",null,null,null,null,null,null,null,null,null,null,null,null,"処理排出係数【CH4】",null,null,"排出量【CH4】",null,null,null,null,"処理排出係数【N2O】",null,null,"排出量【N2O】"]
[null,null,null,null,null,null,null,null,{"$f":"IF(I10=\"有\",I33,0)","v":0},"㎥/年","×",{"$f":"し尿処理施設推定式!AA10*I6","v":{"$error":"#REF!"}},"kg-CO2/㎥","⇒",{"$f":"I39*L39","v":{"$error":"#REF!"}},"kg-CO2",null,null,null,null,null,null,null,null,null,null,"×",{"$f":"温対法排出原単位!C85","v":3.7999999999999999E-2},"kg-CH4/㎥","⇒",{"$f":"AB39*I39*28","v":0},"kg-CO2",null,null,"×",{"$f":"温対法排出原単位!C157","v":9.3000000000000005E-4},"kg-N2O/㎥","⇒",{"$f":"AJ39*I39*265","v":0},"kg-CO2"]
[]
["③-2　二次処理-脱水",null,null,"③-2","脱水・乾燥",null,null,null,"引き抜き汚泥の体積","　",null,"排出係数【CO2】",null,null,"排出量"]
[null,null,null,null,null,null,null,null,{"$f":"I33","v":0},"㎥/年","×",{"$f":"し尿処理施設推定式!AC10","v":{"$error":"#REF!"}},"kg-CO2/㎥","⇒",{"$f":"I42*L42","v":{"$error":"#REF!"}},"kg-CO2"]
[]
["②-2　運搬（その2）",null,null,"②-2","脱水後、別処理施設への運搬",null,"バキューム車/トラック（型式）",null,"汚泥の体積","　",null,"バキュームカー積載量",null,null,"バキュームカー台数",null,"　","施設間距離（往復）",null,null,"運搬排出係数【CO2】",null,null,"排出量【CO2】",null,null,null,"運搬排出係数【CH4】",null,null,"排出量【CH4】",null,null,null,null,"運搬排出係数【N2O】",null,null,"排出量【N2O】"]
[null,null,null,null,null,null,{"$f":"IF(【入力】ユーザー入力シート!#REF!=\"\",トラックバキューム車!B9,【入力】ユーザー入力シート!#REF!)","v":{"$error":"#REF!"}},null,{"$f":"IF(I12=\"有\",I42*(100-G33)/100*100/15,0)","v":0},"㎥/年","÷",{"$f":"VLOOKUP(G45,トラックバキューム車!$B$4:$E$11,5,FALSE)","v":{"$error":"#REF!"}},"㎥/台","⇒",{"$f":"ROUNDUP(I45/L45,0)","v":{"$error":"#REF!"}},"台","×",{"$f":"_xlfn.IFS(AND(I12=\"有\",【入力】ユーザー入力シート!#REF!<>\"\"),【入力】ユーザー入力シート!#REF!*2,AND(I12=\"有\",【入力】ユーザー入力シート!#REF!=\"\"),14.35*2,I12=\"無\",0)","v":{"$error":"#REF!"}},"km","×",{"$f":"VLOOKUP(G45,トラックバキューム車!$B$4:$D$11,3,FALSE)","v":{"$error":"#REF!"}},"kg-CO2/km","⇒",{"$f":"O45*R45*U45","v":{"$error":"#REF!"}},"kg-CO2",null,"×",{"$f":"VLOOKUP($G45,トラックバキューム車!$B$4:$H$11,7,FALSE)","v":{"$error":"#REF!"}},"kg-CH4/km","⇒",{"$f":"O45*R45*AB45*28","v":{"$error":"#REF!"}},"kg-CO2",null,null,"×",{"$f":"VLOOKUP($G45,トラックバキューム車!$B$4:$H$11,8,FALSE)","v":{"$error":"#REF!"}},"kg-N2O/km","⇒",{"$f":"O45*R45*AJ45*265","v":{"$error":"#REF!"}},"kg-CO2"]
[]
["②-3　運搬（その3）",null,null,"②-3","乾燥後、別処理施設への運搬",null,"バキューム車/トラック（型式）",null,"汚泥の体積","　",null,"バキュームカー積載量",null,null,"バキュームカー台数",null,"　","施設間距離（往復）",null,null,"運搬排出係数【CO2】",null,null,"排出量【CO2】",null,null,null,"運搬排出係数【CH4】",null,null,"排出量【CH4】",null,null,null,null,"運搬排出係数【N2O】",null,null,"排出量【N2O】"]
[null,null,null,null,null,null,{"$f":"IF(【入力】ユーザー入力シート!#REF!=\"\",トラックバキューム車!B10,【入力】ユーザー入力シート!#REF!)","v":{"$error":"#REF!"}},null,{"$f":"IF(I14=\"有\",I42*(100-G33)/100*100/60,0)","v":0},"㎥/年","÷",{"$f":"VLOOKUP(G48,トラックバキューム車!$B$4:$E$11,5,FALSE)","v":{"$error":"#REF!"}},"㎥/台","⇒",{"$f":"ROUNDUP(I48/L48,0)","v":{"$error":"#REF!"}},"台","×",{"$f":"_xlfn.IFS(AND(I14=\"有\",【入力】ユーザー入力シート!#REF!<>\"\"),【入力】ユーザー入力シート!#REF!*2,AND(I14=\"有\",【入力】ユーザー入力シート!#REF!=\"\"),40*2,I14=\"無\",0)","v":{"$error":"#REF!"}},"km","×",{"$f":"VLOOKUP(G48,トラックバキューム車!$B$4:$D$11,3,FALSE)","v":{"$error":"#REF!"}},"kg-CO2/km","⇒",{"$f":"O48*R48*U48","v":{"$error":"#REF!"}},"kg-CO2",null,"×",{"$f":"VLOOKUP($G48,トラックバキューム車!$B$4:$H$11,7,FALSE)","v":{"$error":"#REF!"}},"kg-CH4/km","⇒",{"$f":"O48*R48*AB48*28","v":{"$error":"#REF!"}},"kg-CO2",null,null,"×",{"$f":"VLOOKUP($G48,トラックバキューム車!$B$4:$H$11,8,FALSE)","v":{"$error":"#REF!"}},"kg-N2O/km","⇒",{"$f":"O48*R48*AJ48*265","v":{"$error":"#REF!"}},"kg-CO2"]
[]
["③-3 二次処理-焼却",null,null,"③-3","焼却（し尿処理施設）",null,null,null,"引き抜き汚泥の体積","　",null,"排出係数【CO2】",null,null,"排出量",null,null,null,null,null,null,null,null,null,null,null,"この青枠部分は焼却（ごみ処理場の欄で計算）"]
[null,null,null,null,null,null,null,null,{"$f":"IF(AND(I15=\"有\",J15=\"し尿処理施設\"),I42,0)","v":{"$error":"#REF!"}},"㎥/年","×",{"$f":"し尿処理施設推定式!AE10","v":{"$error":"#REF!"}},"kg-CO2/㎥","⇒",{"$f":"I51*L51","v":{"$error":"#REF!"}},"kg-CO2"]
[]
["③-3 二次処理-焼却",null,null,"③-3","焼却（ごみ処理施設）",null,null,null,"汚泥の重量","　",null,"焼却排出係数【CO2】",null,null,"排出量【CO2】",null,null,null,null,null,null,null,null,null,null,null,null,"焼却排出係数【CH4】",null,null,"排出量【CH4】",null,null,null,null,"焼却排出係数【N2O】",null,null,"排出量【N2O】"]
[null,null,null,null,null,null,null,null,{"$f":"IF(I15=\"無\",0,IF(I13=\"有\",I42*(100-G33)/100*100/60,IF(I11=\"有\",I42*(100-G33)/100*100/15,I33)))","v":{"$error":"#REF!"}},"t/年","×",{"$f":"IF(AND(I15=\"有\",J15<>\"し尿処理施設\"),485*0.0294*44/12+(63*I6),0)","v":{"$error":"#REF!"}},"kg-CO2/t","⇒",{"$f":"IF(J15=\"し尿処理施設\",0,I54*L54)","v":{"$error":"#REF!"}},"kg-CO2/年",null,null,null,null,null,null,null,null,null,null,"×",{"$f":"焼却のCH4とN2O!H6","v":2.4671124031007751E-2},"kg-CH4/t","⇒",{"$f":"I54*AB54*28","v":{"$error":"#REF!"}},"kg-CO2",null,null,"×",{"$f":"焼却のCH4とN2O!H12","v":5.8689147286821702E-2},"kg-N2O/t","⇒",{"$f":"I54*AJ54*265","v":{"$error":"#REF!"}},"kg-CO2"]
[]
["③-4　二次処理-炭化",null,null,"③-4","炭化",null,null,null,"汚泥の体積","　",null,"排出係数【CO2】",null,null,"排出量"]
[null,null,null,null,null,null,null,null,{"$f":"IF(I16=\"無\",0,IF(I13=\"有\",I42*(100-G33)/100*100/60,IF(I11=\"有\",I42*(100-G33)/100*100/15,I33)))","v":{"$error":"#REF!"}},"t/年","×",{"$f":"1225*0.0294*44/12+365*I6","v":{"$error":"#N/A"}},"kg-CO2/t","⇒",{"$f":"I57*L57","v":{"$error":"#REF!"}},"kg-CO2"]
[]
["②-4　運搬（その4）",null,null,"②-4","焼却後、埋立施設への運搬",null,"トラック（型式）",null,"焼却灰の体積","　",null,"バキュームカー積載量",null,null,"バキュームカー台数",null,"　","施設間距離（往復）",null,null,"運搬排出係数【CO2】",null,null,"排出量【CO2】",null,null,null,"運搬排出係数【CH4】",null,null,"排出量【CH4】",null,null,null,null,"運搬排出係数【N2O】",null,null,"排出量【N2O】"]
[null,null,null,null,null,null,{"$f":"IF(【入力】ユーザー入力シート!#REF!=\"\",トラックバキューム車!B11,【入力】ユーザー入力シート!#REF!)","v":{"$error":"#REF!"}},null,{"$f":"IF(I17=\"無\",0,I33*(100-G33)/100*(1-VLOOKUP(G30,一次処理活動量!$B$4:$F$10,5,FALSE)))","v":{"$error":"#REF!"}},"㎥/年","÷",{"$f":"VLOOKUP(G60,トラックバキューム車!$B$4:$E$11,5,FALSE)","v":{"$error":"#REF!"}},"㎥/台","⇒",{"$f":"ROUNDUP(I60/L60,0)","v":{"$error":"#REF!"}},"台","×",{"$f":"_xlfn.IFS(AND(I17=\"有\",【入力】ユーザー入力シート!#REF!<>\"\"),【入力】ユーザー入力シート!#REF!*2,AND(I17=\"有\",【入力】ユーザー入力シート!#REF!=\"\"),8.55*2,I17=\"無\",0)","v":{"$error":"#REF!"}},"km","×",{"$f":"VLOOKUP(G60,トラックバキューム車!$B$4:$D$11,3,FALSE)","v":{"$error":"#REF!"}},"kg-CO2/km","⇒",{"$f":"O60*R60*U60","v":{"$error":"#REF!"}},"kg-CO2",null,"×",{"$f":"VLOOKUP($G60,トラックバキューム車!$B$4:$H$11,7,FALSE)","v":{"$error":"#REF!"}},"kg-CH4/km","⇒",{"$f":"O60*R60*AB60*28","v":{"$error":"#REF!"}},"kg-CO2",null,null,"×",{"$f":"VLOOKUP($G60,トラックバキューム車!$B$4:$H$11,8,FALSE)","v":{"$error":"#REF!"}},"kg-N2O/km","⇒",{"$f":"O60*R60*AJ60*265","v":{"$error":"#REF!"}},"kg-CO2"]
[]
["②-5　運搬（その5）",null,null,"②-5","焼却後、セメント工場への運搬",null,null,null,"焼却灰の重量","　",null,"焼却排出係数【CO2】",null,null,"排出量【CO2】",null,"　"]
[null,null,null,null,null,null,null,null,{"$f":"IF(I18=\"無\",0,I33*(100-G33)/100*(1-VLOOKUP(G30,一次処理活動量!$B$4:$F$10,5,FALSE)))","v":{"$error":"#REF!"}},"t/年","×",26,"kg-CO2/t","⇒",{"$f":"I63*L63","v":{"$error":"#REF!"}},"kg-CO2/年"]
[]
[]
["④-1 最終処理_農地還元",null,null,"④-1-1","コンポスト化",null,null,null,"汚泥の重量","　","　","コンポスト化排出係数【CO2】",null,null,"排出量",null,null,null,null,null,null,null,null,null,null,null,"　","コンポスト化排出係数【CH4】",null,null,"排出量",null,null,null,"　","コンポスト化排出係数【N2O】",null,null,"排出量"]
[null,null,null,null,null,null,null,null,{"$f":"IF(I19=\"無\",0,IF(I13=\"有\",I42*(100-G33)/100*100/60,IF(I11=\"有\",I42*(100-G33)/100*100/15,I33)))","v":{"$error":"#REF!"}},"t/年","×",{"$f":"128*0.0187*44/12+93*I6","v":{"$error":"#N/A"}},"kg-CO2/t","⇒",{"$f":"I67*L67","v":{"$error":"#REF!"}},"kg-CO2",null,null,null,null,null,null,null,null,null,null,"×",{"$f":"0.00096","v":9.6000000000000002E-4},"kg-CH4/wet-kg","⇒",{"$f":"I67*AB67*1000*28","v":{"$error":"#REF!"}},"kg-CO2",null,null,"×",{"$f":"0.00027","v":2.7E-4},"kg-N2O/wet-kg","⇒",{"$f":"I67*AJ67*1000*265","v":{"$error":"#REF!"}},"kg-CO2"]
[]
[null,null,null,"④-1-2","化学肥料の製造量削減に伴うCO2排出量の削減",null,null,null,"肥料の量（or体積）",null,null,"化学肥料排出係数【CO2】",null,null,"排出量【CO2】"]
[null,null,null,null,null,null,null,null,{"$f":"IFERROR(_xlfn.IFS(G8=選択肢!G3,I42*(100-G33)/100*100/15,OR(G8=選択肢!G4,G8=選択肢!G6,G8=選択肢!G7),I42*(100-G33)/100*100/60),0)","v":0},"t/年","×",{"$f":"-IFERROR(_xlfn.IFS(G8=選択肢!G3,化学肥料!$R$5,G8=選択肢!G4,化学肥料!$R$6,OR(G8=選択肢!G7,G8=選択肢!G6),化学肥料!$R$7),0)","v":0},"kg-CO2/kg","⇒",{"$f":"L70*I70*1000","v":0},"kg-CO2/年"]
[]
[null,null,null,"農地還元合計",null,null,"合計排出量【CO2+CH4＋N2O】",null,null,null,null,null,null,null,"合計排出量【CO2】",null,null,null,null,null,null,null,null,null,null,null,null,null,null,null,"合計排出量【CH4】",null,null,null,null,null,null,null,"合計排出量【N2O】"]
[null,null,null,null,null,null,{"$f":"(O73+AE73+AM73)/1000","v":0},"t-CO2/年",null,null,null,null,null,null,{"$f":"IF(COUNTIF(G8,\"農地還元*\")=1,O30+X36+O39+O42+X45+X48+O51+O54+O57+O67+O70,0)","v":0},"kg-CO2/年",null,null,null,null,null,null,null,null,null,null,null,null,null,null,{"$f":"IF(COUNTIF(G8,\"農地還元*\")=1,AE27+AE36+AE39+AE48+AE45+AE54+AE67,0)","v":0},"kg-CO2",null,null,null,null,null,null,{"$f":"IF(COUNTIF(G8,\"農地還元*\")=1,AM27+AM36+AM39+AM48+AM45+AM54+AM67,0)","v":0},"kg-CO2"]
[]
[]
[]
[]
[]
["④-2 最終処理_埋立",null,null,"④-2-1","焼却灰の埋立",null,null,null,"焼却灰の重量","　",null,"埋立処理排出係数【CO2】",null,null,"排出量【CO2】"]
[null,null,null,null,null,null,null,null,{"$f":"IF(I20=\"無\",0,I33*(100-G33)/100*(1-VLOOKUP(G30,一次処理活動量!$B$4:$F$10,5,FALSE)))","v":{"$error":"#REF!"}},"t/年","×",{"$f":"0.67*27^0.68+5.38*27^0.81","v":83.959023134103802},"kg-CO2/t","⇒",{"$f":"I80*L80","v":{"$error":"#REF!"}},"kg-CO2/年"]
[]
[null,null,null,"④-2-2","汚泥の直接埋立",null,null,null,"汚泥の重量","　",null,"埋立処理排出係数【CO2】",null,null,"排出量【CO2】"]
[null,null,null,null,null,null,null,null,{"$f":"IF(I21=\"無\",0,IF(I13=\"有\",I42*(100-G33)/100*100/60,IF(I11=\"有\",I42*(100-G33)/100*100/15,I33)))","v":{"$error":"#REF!"}},"t/年","×",{"$f":"0.67*27^0.68+5.38*27^0.81","v":83.959023134103802},"kg-CO2/t","⇒",{"$f":"IF(I13=\"無\",I83*100/15*L83/1000,I83*100/60*L83/1000)","v":{"$error":"#REF!"}},"kg-CO2/年"]
[]
[null,null,null,null,null,null,null,null,"汚泥の乾重量","　",null,null,null,null,null,null,null,null,null,null,null,null,null,null,null,null,null,"埋立排出係数【CH4】",null,null,"排出量【CH4】"]
[null,null,null,null,null,null,null,null,{"$f":"IF(I21=\"無\",0,I33*(100-G33)/100)","v":{"$error":"#REF!"}},"kg-DS/年",null,null,null,null,null,null,null,null,null,null,null,null,null,null,null,null,"×",6.6699999999999995E-2,"kg-CH4/kg-DS","⇒",{"$f":"AB86*I86*28*1000","v":{"$error":"#REF!"}},"kg-CO2"]
[]
[null,null,null,"埋立合計",null,null,"合計排出量【CO2+CH4＋N2O】",null,null,null,null,null,null,null,"合計排出量【CO2】",null,null,null,null,null,null,null,null,null,null,null,null,null,null,null,"合計排出量【CH4】",null,null,null,null,null,null,null,"合計排出量【N2O】"]
[null,null,null,null,null,null,{"$f":"(O89+AE89+AM89)/1000","v":{"$error":"#REF!"}},"t-CO2/年",null,null,null,null,null,null,{"$f":"IF(OR(I20=\"有\",I21=\"有\"),O30+X36+O39+O42+X45+X48+O51+O54+O57+X60+O80+O83,0)","v":{"$error":"#REF!"}},"kg-CO2/年",null,null,null,null,null,null,null,null,null,null,null,null,null,null,{"$f":"IF(OR(I20=\"有\",I21=\"有\"),AE27+AE36+AE39+AE45+AE54+AE60+AE48+AE86,0)","v":{"$error":"#REF!"}},"kg-CO2",null,null,null,null,null,null,{"$f":"IF(OR(I20=\"有\",I21=\"有\"),AM27+AM48+AM36+AM39+AM45+AM54+AM60,0)","v":{"$error":"#REF!"}},"kg-CO2"]
[]
[]
["④-3 最終処理_建設資材化",null,null,"④-3-1","セメント化",null,null,null,"焼却灰の重量","　",null,"セメント化排出係数【CO2】",null,null,"排出量【CO2】"]
[null,null,null,null,null,null,null,null,{"$f":"IF(I22=\"無\",0,I33*(100-G33)/100*(1-VLOOKUP(G30,一次処理活動量!$B$4:$F$10,5,FALSE)))","v":{"$error":"#REF!"}},"t/年","×",{"$f":"1/0.22*275","v":1250},"kg-CO2/t","⇒",{"$f":"I93*L93","v":{"$error":"#REF!"}},"kg-CO2/年"]
[]
[null,null,null,"④-3-2","セメント化による石灰石焼成由来のCO2排出量の削減",null,null,null,"焼却灰の重量","　",null,"セメント化排出係数【CO2】",null,null,"排出量【CO2】"]
[null,null,null,null,null,null,null,null,{"$f":"IF(I22=\"無\",0,I33*(100-G33)/100*(1-VLOOKUP(G30,一次処理活動量!$B$4:$F$10,5,FALSE)))","v":{"$error":"#REF!"}},"t/年","×",{"$f":"(-(7.4+12.5)/2/100*0.785-(3.5+3.8)/2/100*1.092)*1000","v":-117.96550000000001},"kg-CO2/t","⇒",{"$f":"I96*L96","v":{"$error":"#REF!"}},"kg-CO2/年"]
[]
[null,null,null,"建設資材化合計",null,null,"合計排出量【CO2+CH4＋N2O】",null,null,null,null,null,null,null,"合計排出量【CO2】",null,null,null,null,null,null,null,null,null,null,null,null,null,null,null,"合計排出量【CH4】",null,null,null,null,null,null,null,"合計排出量【N2O】"]
[null,null,null,null,null,null,{"$f":"(O99+AE99+AM99)/1000","v":{"$error":"#REF!"}},"t-CO2/年",null,null,null,null,null,null,{"$f":"IF(I22=\"有\",O30+X36+O39+O42+X45+X48+O51+O54+O57+O63+O93+O96,0)","v":{"$error":"#REF!"}},"kg-CO2/年",null,null,null,null,null,null,null,null,null,null,null,null,null,null,{"$f":"IF(I22=\"有\",AE27+AE36+AE39+AE45+AE54+AE60+AE48,0)","v":{"$error":"#REF!"}},"kg-CO2",null,null,null,null,null,null,{"$f":"IF(I22=\"有\",AM27+AM48+AM36+AM39+AM45+AM54+AM60,0)","v":{"$error":"#REF!"}},"kg-CO2"]

{"sheet":"【出力・比較対象1】GHG排出量算定シート","index":5,"n_rows":99,"n_cols":40,"rows_kept":99,"cut":false,"hidden":false,"merged":[[91,0,98,0],[91,3,92,3],[91,4,92,4],[94,3,95,3],[94,4,95,4],[97,3,98,4],[78,0,88,0],[78,3,79,3],[78,4,79,4],[81,3,85,3],[81,4,85,4],[87,3,88,4],[65,0,72,0],[65,3,66,3],[65,4,66,4],[68,3,69,3],[68,4,69,4],[71,3,72,4],[58,0,59,0],[58,3,59,3],[58,4,59,4],[61,0,62,0],[61,3,62,3],[61,4,62,4],[52,0,53,0],[52,3,53,3],[52,4,53,4],[55,0,56,0],[55,3,56,3],[55,4,56,4],[46,0,47,0],[46,3,47,3],[46,4,47,4],[49,0,50,0],[49,3,50,3],[49,4,50,4],[40,0,41,0],[40,3,41,3],[40,4,41,4],[43,0,44,0],[43,3,44,3],[43,4,44,4],[34,0,35,0],[34,3,35,3],[34,4,35,4],[37,0,38,0],[37,3,38,3],[37,4,38,4],[23,26,23,32],[23,33,23,40],[25,0,32,0],[25,3,26,3],[25,4,26,4],[28,3,29,3],[28,4,29,4],[31,3,32,3],[31,4,32,4],[23,10,23,25],[3,3,3,4],[5,0,21,0],[8,3,21,3],[8,4,21,4],[23,2,23,9]]}
[]
[null,null,null,"温室効果ガス排出量算定シート（比較する処理方法①）"]
[null,null,null,null,null,null,"合計（比較する処理方法①）"]
[null,null,null,"プロセス",null,null,{"$f":"IF(G73>0,G73,IF(G89>0,G89,IF(G99>0,G99)))","v":{"$error":"#REF!"}},"t-CO2/年",null,null,null,{"$f":"SUM(L8:O22)/1000","v":{"$error":"#N/A"}},{"$f":"EXACT(ROUND(G4,5),ROUND(L4,5))","v":{"$error":"#REF!"}}]
[null,null,null,null,null,null,null,null,"電気事業者毎の基礎排出係数（R4）"]
["基本情報の入力",null,null,"Q1","地方電力会社",null,{"$f":"【入力】ユーザー入力シート!G17","v":0},null,{"$f":"VLOOKUP(G6,電力CO2排出量原単位!$A$7:$C$16,3,FALSE)","v":{"$error":"#N/A"}},"㎏-CO2/kWh"]
[null,null,null,null,null,null,null,null,null,null,null,"kg-CO2/年"]
[null,null,null,"Q2","最終処理形態",null,{"$f":"IF(【入力】ユーザー入力シート!H21=\"\",【入力】ユーザー入力シート!H20,【入力】ユーザー入力シート!H21)","v":""},null,null,null,null,{"$f":"SUM(O30,AE27,AM27)","v":{"$error":"#N/A"}}]
[null,null,null,"Q3","個別プロセスの有無",null,"濃縮後、別施設への運搬","濃縮後、別施設への運搬",{"$f":"IF(COUNTIF(【入力】ユーザー入力シート!$G$20,\"農地還元*\")=1,INDEX(プロセスと比較対象!$F$7:$M$20,MATCH(G9,プロセスと比較対象!#REF!,0),MATCH($G$8,プロセスと比較対象!$F$6:$M$6,0)),INDEX(プロセスと比較対象!$F$23:$M$36,MATCH(G9,プロセスと比較対象!#REF!,0),MATCH($G$8,プロセスと比較対象!$F$22:$M$22,0)))","v":{"$error":"#REF!"}},null,null,{"$f":"SUM(X36,AE36,AM36)","v":{"$error":"#REF!"}}]
[null,null,null,null,null,null,"し尿処理施設での一次処理","再度一次処理",{"$f":"IF(COUNTIF(【入力】ユーザー入力シート!$G$20,\"農地還元*\")=1,INDEX(プロセスと比較対象!$F$7:$M$20,MATCH(G10,プロセスと比較対象!#REF!,0),MATCH($G$8,プロセスと比較対象!$F$6:$M$6,0)),INDEX(プロセスと比較対象!$F$23:$M$36,MATCH(G10,プロセスと比較対象!#REF!,0),MATCH($G$8,プロセスと比較対象!$F$22:$M$22,0)))","v":{"$error":"#REF!"}},null,null,{"$f":"SUM(O39,AE39,AM39)","v":{"$error":"#REF!"}}]
[null,null,null,null,null,null,"脱水","脱水",{"$f":"IF(COUNTIF(【入力】ユーザー入力シート!$G$20,\"農地還元*\")=1,INDEX(プロセスと比較対象!$F$7:$M$20,MATCH(G11,プロセスと比較対象!#REF!,0),MATCH($G$8,プロセスと比較対象!$F$6:$M$6,0)),INDEX(プロセスと比較対象!$F$23:$M$36,MATCH(G11,プロセスと比較対象!#REF!,0),MATCH($G$8,プロセスと比較対象!$F$22:$M$22,0)))","v":{"$error":"#REF!"}},{"$f":"IF(COUNTIF(【入力】ユーザー入力シート!$G$20,\"農地還元*\")=1,INDEX(プロセスと比較対象!$F$38:$M$40,2,MATCH($G$8,プロセスと比較対象!$F$6:$M$6,0)),INDEX(プロセスと比較対象!$F$38:$M$40,3,MATCH($G$8,プロセスと比較対象!$F$6:$M$6,0)))","v":{"$error":"#N/A"}},null,{"$f":"SUM(O42)","v":{"$error":"#N/A"}}]
[null,null,null,null,null,null,"脱水後、別施設への運搬","脱水後、別施設への運搬",{"$f":"IF(COUNTIF(【入力】ユーザー入力シート!$G$20,\"農地還元*\")=1,INDEX(プロセスと比較対象!$F$7:$M$20,MATCH(G12,プロセスと比較対象!#REF!,0),MATCH($G$8,プロセスと比較対象!$F$6:$M$6,0)),INDEX(プロセスと比較対象!$F$23:$M$36,MATCH(G12,プロセスと比較対象!#REF!,0),MATCH($G$8,プロセスと比較対象!$F$22:$M$22,0)))","v":{"$error":"#REF!"}},null,null,{"$f":"SUM(X45,AE45,AM45)","v":{"$error":"#REF!"}}]
[null,null,null,null,null,null,"乾燥","乾燥",{"$f":"IF(COUNTIF(【入力】ユーザー入力シート!$G$20,\"農地還元*\")=1,INDEX(プロセスと比較対象!$F$7:$M$20,MATCH(G13,プロセスと比較対象!#REF!,0),MATCH($G$8,プロセスと比較対象!$F$6:$M$6,0)),INDEX(プロセスと比較対象!$F$23:$M$36,MATCH(G13,プロセスと比較対象!#REF!,0),MATCH($G$8,プロセスと比較対象!$F$22:$M$22,0)))","v":{"$error":"#REF!"}}]
[null,null,null,null,null,null,"乾燥後、別施設への運搬","乾燥後、別施設への運搬",{"$f":"IF(COUNTIF(【入力】ユーザー入力シート!$G$20,\"農地還元*\")=1,INDEX(プロセスと比較対象!$F$7:$M$20,MATCH(G14,プロセスと比較対象!#REF!,0),MATCH($G$8,プロセスと比較対象!$F$6:$M$6,0)),INDEX(プロセスと比較対象!$F$23:$M$36,MATCH(G14,プロセスと比較対象!#REF!,0),MATCH($G$8,プロセスと比較対象!$F$22:$M$22,0)))","v":{"$error":"#REF!"}},null,null,{"$f":"SUM(X48,AE48,AM48)","v":{"$error":"#REF!"}}]
[null,null,null,null,null,null,"焼却","焼却",{"$f":"IF(COUNTIF(【入力】ユーザー入力シート!$G$20,\"農地還元*\")=1,INDEX(プロセスと比較対象!$F$7:$M$20,MATCH(G15,プロセスと比較対象!#REF!,0),MATCH($G$8,プロセスと比較対象!$F$6:$M$6,0)),INDEX(プロセスと比較対象!$F$23:$M$36,MATCH(G15,プロセスと比較対象!#REF!,0),MATCH($G$8,プロセスと比較対象!$F$22:$M$22,0)))","v":{"$error":"#REF!"}},{"$f":"IF(【入力】ユーザー入力シート!#REF!=\"\",\"焼却施設\",【入力】ユーザー入力シート!#REF!)","v":{"$error":"#REF!"}},null,{"$f":"IF(OR(J15=\"焼却施設\",J15=\"その他\"),SUM(O54,AE54,AM54),SUM(O51,AE54,AM54))","v":{"$error":"#REF!"}}]
[null,null,null,null,null,null,"炭化","炭化",{"$f":"IF(COUNTIF(【入力】ユーザー入力シート!$G$20,\"農地還元*\")=1,INDEX(プロセスと比較対象!$F$7:$M$20,MATCH(G16,プロセスと比較対象!#REF!,0),MATCH($G$8,プロセスと比較対象!$F$6:$M$6,0)),INDEX(プロセスと比較対象!$F$23:$M$36,MATCH(G16,プロセスと比較対象!#REF!,0),MATCH($G$8,プロセスと比較対象!$F$22:$M$22,0)))","v":{"$error":"#REF!"}},null,null,{"$f":"SUM(O57)","v":{"$error":"#REF!"}}]
[null,null,null,null,null,null,"焼却後、埋立施設への運搬","焼却後、埋立施設への運搬",{"$f":"IF(COUNTIF(【入力】ユーザー入力シート!$G$20,\"農地還元*\")=1,INDEX(プロセスと比較対象!$F$7:$M$20,MATCH(G17,プロセスと比較対象!#REF!,0),MATCH($G$8,プロセスと比較対象!$F$6:$M$6,0)),INDEX(プロセスと比較対象!$F$23:$M$36,MATCH(G17,プロセスと比較対象!#REF!,0),MATCH($G$8,プロセスと比較対象!$F$22:$M$22,0)))","v":{"$error":"#REF!"}},null,null,{"$f":"SUM(X60,AE60,AM60)","v":{"$error":"#REF!"}}]
[null,null,null,null,null,null,"焼却後、セメント工場への運搬","焼却後、セメント工場への運搬",{"$f":"IF(COUNTIF(【入力】ユーザー入力シート!$G$20,\"農地還元*\")=1,INDEX(プロセスと比較対象!$F$7:$M$20,MATCH(G18,プロセスと比較対象!#REF!,0),MATCH($G$8,プロセスと比較対象!$F$6:$M$6,0)),INDEX(プロセスと比較対象!$F$23:$M$36,MATCH(G18,プロセスと比較対象!#REF!,0),MATCH($G$8,プロセスと比較対象!$F$22:$M$22,0)))","v":{"$error":"#REF!"}},null,null,{"$f":"SUM(O63)","v":{"$error":"#REF!"}}]
[null,null,null,null,null,null,"コンポスト化","コンポスト化",{"$f":"IF(COUNTIF(【入力】ユーザー入力シート!$G$20,\"農地還元*\")=1,INDEX(プロセスと比較対象!$F$7:$M$20,MATCH(G19,プロセスと比較対象!#REF!,0),MATCH($G$8,プロセスと比較対象!$F$6:$M$6,0)),INDEX(プロセスと比較対象!$F$23:$M$36,MATCH(G19,プロセスと比較対象!#REF!,0),MATCH($G$8,プロセスと比較対象!$F$22:$M$22,0)))","v":{"$error":"#REF!"}},null,null,{"$f":"SUM(O67,AE67,AM67)","v":{"$error":"#REF!"}},"化学肥料の製造量削減に伴うCO2排出量の削減",null,{"$f":"O70","v":0}]
[null,null,null,null,null,null,"焼却灰の埋立","焼却灰の埋立",{"$f":"IF(COUNTIF(【入力】ユーザー入力シート!$G$20,\"農地還元*\")=1,INDEX(プロセスと比較対象!$F$7:$M$20,MATCH(G20,プロセスと比較対象!#REF!,0),MATCH($G$8,プロセスと比較対象!$F$6:$M$6,0)),INDEX(プロセスと比較対象!$F$23:$M$36,MATCH(G20,プロセスと比較対象!#REF!,0),MATCH($G$8,プロセスと比較対象!$F$22:$M$22,0)))","v":{"$error":"#REF!"}},null,null,{"$f":"SUM(O80)","v":{"$error":"#REF!"}}]
[null,null,null,null,null,null,"汚泥の直接埋立","汚泥の直接埋立",{"$f":"IF(COUNTIF(【入力】ユーザー入力シート!$G$20,\"農地還元*\")=1,INDEX(プロセスと比較対象!$F$7:$M$20,MATCH(G21,プロセスと比較対象!#REF!,0),MATCH($G$8,プロセスと比較対象!$F$6:$M$6,0)),INDEX(プロセスと比較対象!$F$23:$M$36,MATCH(G21,プロセスと比較対象!#REF!,0),MATCH($G$8,プロセスと比較対象!$F$22:$M$22,0)))","v":{"$error":"#REF!"}},null,null,{"$f":"SUM(O83,AE86)","v":{"$error":"#REF!"}}]
[null,null,null,null,null,null,"建設資材化（セメント化）","建設資材化（セメント化）",{"$f":"IF(COUNTIF(【入力】ユーザー入力シート!$G$20,\"農地還元*\")=1,INDEX(プロセスと比較対象!$F$7:$M$20,MATCH(G22,プロセスと比較対象!#REF!,0),MATCH($G$8,プロセスと比較対象!$F$6:$M$6,0)),INDEX(プロセスと比較対象!$F$23:$M$36,MATCH(G22,プロセスと比較対象!#REF!,0),MATCH($G$8,プロセスと比較対象!$F$22:$M$22,0)))","v":{"$error":"#REF!"}},null,null,{"$f":"SUM(O93)","v":{"$error":"#REF!"}},"セメント化による石灰石焼成由来のCO2排出量の削減",null,{"$f":"O96","v":{"$error":"#REF!"}}]
[]
[null,null,"取扱量",null,null,null,null,null,null,null,"CO2排出量の算定",null,null,null,null,null,null,null,null,null,null,null,null,null,null,null,"CH4排出量の算定",null,null,null,null,null,null,"N2O排出量の算定"]
[]
["①一次処理_農業集落排水処理施設",null,null,"①-0","処理量",null,"実績処理人口","　",null,"　",null,null,null,null,null,null,null,null,null,null,null,null,null,null,null,null,null,"処理排出係数【CH4】",null,null,"排出量【CH4】",null,null,null,null,"処理排出係数【N2O】",null,null,"排出量【N2O】"]
[null,null,null,null,null,null,{"$f":"【入力】ユーザー入力シート!G13","v":0},"人",null,null,null,null,null,null,null,null,null,null,null,null,null,null,null,null,null,null,"×",{"$f":"温対法排出原単位!C86","v":0.59},"kg-CH4/人","⇒",{"$f":"AB27*G27*28","v":0},"kg-CO2",null,null,"×",{"$f":"温対法排出原単位!C158","v":2.3E-2},"kg-N2O/人","⇒",{"$f":"AJ27*G27*265","v":0},"kg-CO2"]
[]
[null,null,null,"①-1","生物処理",null,"処理方式",null,null,null,null,"生物処理排出係数【CO2】",null,null,"排出量【CO2】",null,"　"]
[null,null,null,null,null,null,{"$f":"IF(【入力】ユーザー入力シート!G43=0,\"その他、または設置機器が不明\",【入力】ユーザー入力シート!G43)","v":"その他、または設置機器が不明"},null,null,null,null,{"$f":"VLOOKUP(G30,一次処理電力使用量!B4:D10,3,FALSE)*I6","v":{"$error":"#N/A"}},"kg-CO2/年・人","⇒",{"$f":"L30*G27","v":{"$error":"#N/A"}},"kg-CO2/年"]
[]
[null,null,null,"①-2","汚泥の引き抜き",null,"引き抜き汚泥の含水率(%)",null,"引き抜き汚泥の体積","　"]
[null,null,null,null,null,null,{"$f":"IF(【入力】ユーザー入力シート!G45>0,【入力】ユーザー入力シート!G45,VLOOKUP(G30,一次処理活動量!B4:D10,3,FALSE))","v":98.25},null,{"$f":"IF(【入力】ユーザー入力シート!G32=0,VLOOKUP(G30,一次処理活動量!B4:E10,4)*365/1000*G27/1000*100/(100-G33),【入力】ユーザー入力シート!G32)","v":0},"㎥/年"]
[]
["②-1 運搬（その1）",null,null,"②-1","濃縮後別施設への運搬",null,"バキューム車/トラック（型式）",null,"汚泥の体積","　",null,"バキュームカー積載量",null,null,"バキュームカー台数",null,"　","施設間距離（往復）",null,null,"運搬排出係数【CO2】",null,null,"排出量【CO2】",null,null,null,"運搬排出係数【CH4】",null,null,"排出量【CH4】",null,null,null,null,"運搬排出係数【N2O】",null,null,"排出量【N2O】"]
[null,null,null,null,null,null,{"$f":"IF(【入力】ユーザー入力シート!#REF!=\"\",トラックバキューム車!B6,【入力】ユーザー入力シート!#REF!)","v":{"$error":"#REF!"}},null,{"$f":"IF(I9=\"有\",I33,0)","v":{"$error":"#REF!"}},"㎥/年","÷",{"$f":"VLOOKUP(G36,トラックバキューム車!$B$4:$E$11,5,FALSE)","v":{"$error":"#REF!"}},"㎥/台","⇒",{"$f":"IF(【入力】ユーザー入力シート!#REF!>0,【入力】ユーザー入力シート!#REF!,ROUNDUP(I36/L36,0))","v":{"$error":"#REF!"}},"台","×",{"$f":"_xlfn.IFS(AND(I9=\"有\",【入力】ユーザー入力シート!#REF!<>\"\"),【入力】ユーザー入力シート!#REF!*2,AND(I9=\"有\",【入力】ユーザー入力シート!#REF!=\"\"),11.9*2,I9=\"無\",0)","v":{"$error":"#REF!"}},"km","×",{"$f":"VLOOKUP(G36,トラックバキューム車!$B$4:$D$11,3,FALSE)","v":{"$error":"#REF!"}},"kg-CO2/km","⇒",{"$f":"O36*R36*U36","v":{"$error":"#REF!"}},"kg-CO2",null,"×",{"$f":"VLOOKUP($G36,トラックバキューム車!$B$4:$H$11,7,FALSE)","v":{"$error":"#REF!"}},"kg-CH4/km","⇒",{"$f":"O36*R36*AB36*28","v":{"$error":"#REF!"}},"kg-CO2",null,null,"×",{"$f":"VLOOKUP($G36,トラックバキューム車!$B$4:$H$11,8,FALSE)","v":{"$error":"#REF!"}},"kg-N2O/km","⇒",{"$f":"O36*R36*AJ36*265","v":{"$error":"#REF!"}},"kg-CO2"]
[]
["③-1　二次処理-再度の一次処理",null,null,"③-1","再度の一次処理",null,null,null,"引き抜き汚泥の体積","　",null,"排出係数【CO2】",null,null,"排出量",null,null,null,null,null,null,null,null,null,null,null,null,"処理排出係数【CH4】",null,null,"排出量【CH4】",null,null,null,null,"処理排出係数【N2O】",null,null,"排出量【N2O】"]
[null,null,null,null,null,null,null,null,{"$f":"IF(I10=\"有\",I33,0)","v":{"$error":"#REF!"}},"㎥/年","×",{"$f":"し尿処理施設推定式!AA11*I6","v":{"$error":"#REF!"}},"kg-CO2/㎥","⇒",{"$f":"I39*L39","v":{"$error":"#REF!"}},"kg-CO2",null,null,null,null,null,null,null,null,null,null,"×",{"$f":"温対法排出原単位!C85","v":3.7999999999999999E-2},"kg-CH4/㎥","⇒",{"$f":"AB39*I39*28","v":{"$error":"#REF!"}},"kg-CO2",null,null,"×",{"$f":"温対法排出原単位!C157","v":9.3000000000000005E-4},"kg-N2O/㎥","⇒",{"$f":"AJ39*I39*265","v":{"$error":"#REF!"}},"kg-CO2"]
[]
["③-2　二次処理-脱水",null,null,"③-2","脱水・乾燥",null,null,null,"引き抜き汚泥の体積","　",null,"排出係数【CO2】",null,null,"排出量"]
[null,null,null,null,null,null,null,null,{"$f":"I33","v":0},"㎥/年","×",{"$f":"し尿処理施設推定式!AC11","v":{"$error":"#N/A"}},"kg-CO2/㎥","⇒",{"$f":"I42*L42","v":{"$error":"#N/A"}},"kg-CO2"]
[]
["②-2　運搬（その2）",null,null,"②-2","脱水後、別処理施設への運搬",null,"バキューム車/トラック（型式）",null,"汚泥の体積","　",null,"バキュームカー積載量",null,null,"バキュームカー台数",null,"　","施設間距離（往復）",null,null,"運搬排出係数【CO2】",null,null,"排出量【CO2】",null,null,null,"運搬排出係数【CH4】",null,null,"排出量【CH4】",null,null,null,null,"運搬排出係数【N2O】",null,null,"排出量【N2O】"]
[null,null,null,null,null,null,{"$f":"IF(【入力】ユーザー入力シート!#REF!=\"\",トラックバキューム車!B9,【入力】ユーザー入力シート!#REF!)","v":{"$error":"#REF!"}},null,{"$f":"IF(I12=\"有\",I42*(100-G33)/100*100/15,0)","v":{"$error":"#REF!"}},"㎥/年","÷",{"$f":"VLOOKUP(G45,トラックバキューム車!$B$4:$E$11,5,FALSE)","v":{"$error":"#REF!"}},"㎥/台","⇒",{"$f":"ROUNDUP(I45/L45,0)","v":{"$error":"#REF!"}},"台","×",{"$f":"_xlfn.IFS(AND(I12=\"有\",【入力】ユーザー入力シート!#REF!<>\"\"),【入力】ユーザー入力シート!#REF!*2,AND(I12=\"有\",【入力】ユーザー入力シート!#REF!=\"\"),14.35*2,I12=\"無\",0)","v":{"$error":"#REF!"}},"km","×",{"$f":"VLOOKUP(G45,トラックバキューム車!$B$4:$D$11,3,FALSE)","v":{"$error":"#REF!"}},"kg-CO2/km","⇒",{"$f":"O45*R45*U45","v":{"$error":"#REF!"}},"kg-CO2",null,"×",{"$f":"VLOOKUP($G45,トラックバキューム車!$B$4:$H$11,7,FALSE)","v":{"$error":"#REF!"}},"kg-CH4/km","⇒",{"$f":"O45*R45*AB45*28","v":{"$error":"#REF!"}},"kg-CO2",null,null,"×",{"$f":"VLOOKUP($G45,トラックバキューム車!$B$4:$H$11,8,FALSE)","v":{"$error":"#REF!"}},"kg-N2O/km","⇒",{"$f":"O45*R45*AJ45*265","v":{"$error":"#REF!"}},"kg-CO2"]
[]
["②-3　運搬（その3）",null,null,"②-3","乾燥後、別処理施設への運搬",null,"バキューム車/トラック（型式）",null,"汚泥の体積","　",null,"バキュームカー積載量",null,null,"バキュームカー台数",null,"　","施設間距離（往復）",null,null,"運搬排出係数【CO2】",null,null,"排出量【CO2】",null,null,null,"運搬排出係数【CH4】",null,null,"排出量【CH4】",null,null,null,null,"運搬排出係数【N2O】",null,null,"排出量【N2O】"]
[null,null,null,null,null,null,{"$f":"IF(【入力】ユーザー入力シート!#REF!=\"\",トラックバキューム車!B10,【入力】ユーザー入力シート!#REF!)","v":{"$error":"#REF!"}},null,{"$f":"IF(I14=\"有\",I42*(100-G33)/100*100/60,0)","v":{"$error":"#REF!"}},"㎥/年","÷",{"$f":"VLOOKUP(G48,トラックバキューム車!$B$4:$E$11,5,FALSE)","v":{"$error":"#REF!"}},"㎥/台","⇒",{"$f":"ROUNDUP(I48/L48,0)","v":{"$error":"#REF!"}},"台","×",{"$f":"_xlfn.IFS(AND(I14=\"有\",【入力】ユーザー入力シート!#REF!<>\"\"),【入力】ユーザー入力シート!#REF!*2,AND(I14=\"有\",【入力】ユーザー入力シート!#REF!=\"\"),40*2,I14=\"無\",0)","v":{"$error":"#REF!"}},"km","×",{"$f":"VLOOKUP(G48,トラックバキューム車!$B$4:$D$11,3,FALSE)","v":{"$error":"#REF!"}},"kg-CO2/km","⇒",{"$f":"O48*R48*U48","v":{"$error":"#REF!"}},"kg-CO2",null,"×",{"$f":"VLOOKUP($G48,トラックバキューム車!$B$4:$H$11,7,FALSE)","v":{"$error":"#REF!"}},"kg-CH4/km","⇒",{"$f":"O48*R48*AB48*28","v":{"$error":"#REF!"}},"kg-CO2",null,null,"×",{"$f":"VLOOKUP($G48,トラックバキューム車!$B$4:$H$11,8,FALSE)","v":{"$error":"#REF!"}},"kg-N2O/km","⇒",{"$f":"O48*R48*AJ48*265","v":{"$error":"#REF!"}},"kg-CO2"]
[]
["③-3 二次処理-焼却",null,null,"③-3","焼却（し尿処理施設）",null,null,null,"引き抜き汚泥の体積","　",null,"排出係数【CO2】",null,null,"排出量",null,null,null,null,null,null,null,null,null,null,null,"この青枠部分は焼却（ごみ処理場の欄で計算）"]
[null,null,null,null,null,null,null,null,{"$f":"IF(AND(I15=\"有\",J15=\"し尿処理施設\"),I42,0)","v":{"$error":"#REF!"}},"㎥/年","×",{"$f":"し尿処理施設推定式!AE11","v":{"$error":"#REF!"}},"kg-CO2/㎥","⇒",{"$f":"I51*L51","v":{"$error":"#REF!"}},"kg-CO2"]
[]
["③-3 二次処理-焼却",null,null,"③-3","焼却（ごみ処理施設）",null,null,null,"汚泥の重量","　",null,"焼却排出係数【CO2】",null,null,"排出量【CO2】",null,null,null,null,null,null,null,null,null,null,null,null,"焼却排出係数【CH4】",null,null,"排出量【CH4】",null,null,null,null,"焼却排出係数【N2O】",null,null,"排出量【N2O】"]
[null,null,null,null,null,null,null,null,{"$f":"IF(I15=\"無\",0,IF(I13=\"有\",I42*(100-G33)/100*100/60,IF(I11=\"有\",I42*(100-G33)/100*100/15,I33)))","v":{"$error":"#REF!"}},"t/年","×",{"$f":"IF(AND(I15=\"有\",J15<>\"し尿処理施設\"),485*0.0294*44/12+(63*I6),0)","v":{"$error":"#REF!"}},"kg-CO2/t","⇒",{"$f":"IF(J15=\"し尿処理施設\",0,I54*L54)","v":{"$error":"#REF!"}},"kg-CO2/年",null,null,null,null,null,null,null,null,null,null,"×",{"$f":"焼却のCH4とN2O!H6","v":2.4671124031007751E-2},"kg-CH4/t","⇒",{"$f":"I54*AB54*28","v":{"$error":"#REF!"}},"kg-CO2",null,null,"×",{"$f":"焼却のCH4とN2O!H12","v":5.8689147286821702E-2},"kg-N2O/t","⇒",{"$f":"I54*AJ54*265","v":{"$error":"#REF!"}},"kg-CO2"]
[]
["③-4　二次処理-炭化",null,null,"③-4","炭化",null,null,null,"引き抜き汚泥の体積","　",null,"排出係数【CO2】",null,null,"排出量"]
[null,null,null,null,null,null,null,null,{"$f":"IF(I16=\"無\",0,IF(I13=\"有\",I42*(100-G33)/100*100/60,IF(I11=\"有\",I42*(100-G33)/100*100/15,I33)))","v":{"$error":"#REF!"}},"㎥/年","×",{"$f":"1225*0.0294*44/12+365*I6","v":{"$error":"#N/A"}},"kg-CO2/㎥","⇒",{"$f":"I57*L57","v":{"$error":"#REF!"}},"kg-CO2"]
[]
["②-4　運搬（その4）",null,null,"②-4","焼却後、埋立施設への運搬",null,"トラック（型式）",null,"焼却灰の体積","　",null,"バキュームカー積載量",null,null,"バキュームカー台数",null,"　","施設間距離（往復）",null,null,"運搬排出係数【CO2】",null,null,"排出量【CO2】",null,null,null,"運搬排出係数【CH4】",null,null,"排出量【CH4】",null,null,null,null,"運搬排出係数【N2O】",null,null,"排出量【N2O】"]
[null,null,null,null,null,null,{"$f":"IF(【入力】ユーザー入力シート!#REF!=\"\",トラックバキューム車!B11,【入力】ユーザー入力シート!#REF!)","v":{"$error":"#REF!"}},null,{"$f":"IF(I17=\"無\",0,I33*(100-G33)/100*(1-VLOOKUP(G30,一次処理活動量!$B$4:$F$10,5,FALSE)))","v":{"$error":"#REF!"}},"㎥/年","÷",{"$f":"VLOOKUP(G60,トラックバキューム車!$B$4:$E$11,5,FALSE)","v":{"$error":"#REF!"}},"㎥/台","⇒",{"$f":"ROUNDUP(I60/L60,0)","v":{"$error":"#REF!"}},"台","×",{"$f":"_xlfn.IFS(AND(I17=\"有\",【入力】ユーザー入力シート!#REF!<>\"\"),【入力】ユーザー入力シート!#REF!*2,AND(I17=\"有\",【入力】ユーザー入力シート!#REF!=\"\"),8.55*2,I17=\"無\",0)","v":{"$error":"#REF!"}},"km","×",{"$f":"VLOOKUP(G60,トラックバキューム車!$B$4:$D$11,3,FALSE)","v":{"$error":"#REF!"}},"kg-CO2/km","⇒",{"$f":"O60*R60*U60","v":{"$error":"#REF!"}},"kg-CO2",null,"×",{"$f":"VLOOKUP($G60,トラックバキューム車!$B$4:$H$11,7,FALSE)","v":{"$error":"#REF!"}},"kg-CH4/km","⇒",{"$f":"O60*R60*AB60*28","v":{"$error":"#REF!"}},"kg-CO2",null,null,"×",{"$f":"VLOOKUP($G60,トラックバキューム車!$B$4:$H$11,8,FALSE)","v":{"$error":"#REF!"}},"kg-N2O/km","⇒",{"$f":"O60*R60*AJ60*265","v":{"$error":"#REF!"}},"kg-CO2"]
[]
["②-5　運搬（その5）",null,null,"②-5","焼却後、セメント工場への運搬",null,null,null,"焼却灰の重量","　",null,"焼却排出係数【CO2】",null,null,"排出量【CO2】",null,"　"]
[null,null,null,null,null,null,null,null,{"$f":"IF(I18=\"無\",0,I33*(100-G33)/100*(1-VLOOKUP(G30,一次処理活動量!$B$4:$F$10,5,FALSE)))","v":{"$error":"#REF!"}},"t/年","×",26,"kg-CO2/t","⇒",{"$f":"I63*L63","v":{"$error":"#REF!"}},"kg-CO2/年"]
[]
[]
["④-1 最終処理_農地還元",null,null,"④-1-1","コンポスト化",null,null,null,"汚泥の重量","　","　","コンポスト化排出係数【CO2】",null,null,"排出量",null,null,null,null,null,null,null,null,null,null,null,"　","コンポスト化排出係数【CH4】",null,null,"排出量",null,null,null,"　","コンポスト化排出係数【N2O】",null,null,"排出量"]
[null,null,null,null,null,null,null,null,{"$f":"IF(I19=\"無\",0,IF(I13=\"有\",I42*(100-G33)/100*100/60,IF(I11=\"有\",I42*(100-G33)/100*100/15,I33)))","v":{"$error":"#REF!"}},"t/年","×",{"$f":"128*0.0187*44/12+93*I6","v":{"$error":"#N/A"}},"kg-CO2/t","⇒",{"$f":"I67*L67","v":{"$error":"#REF!"}},"kg-CO2",null,null,null,null,null,null,null,null,null,null,"×",{"$f":"0.00096","v":9.6000000000000002E-4},"kg-CH4/wet-kg","⇒",{"$f":"I67*AB67*1000*28","v":{"$error":"#REF!"}},"kg-CO2",null,null,"×",{"$f":"0.00027","v":2.7E-4},"kg-N2O/wet-kg","⇒",{"$f":"I67*AJ67*1000*265","v":{"$error":"#REF!"}},"kg-CO2"]
[]
[null,null,null,"④-1-2","化学肥料の製造量削減に伴うCO2排出量の削減",null,null,null,"肥料の量（or体積）",null,null,"化学肥料排出係数【CO2】",null,null,"排出量【CO2】"]
[null,null,null,null,null,null,null,null,{"$f":"IFERROR(_xlfn.IFS(G8=選択肢!G3,I42*(100-G33)/100*100/15,OR(G8=選択肢!G4,G8=選択肢!G6,G8=選択肢!G7),I42*(100-G33)/100*100/60),0)","v":0},"t/年","×",{"$f":"-IFERROR(_xlfn.IFS(G8=選択肢!G3,化学肥料!$R$5,G8=選択肢!G4,化学肥料!$R$6,OR(G8=選択肢!G7,G8=選択肢!G6),化学肥料!$R$7),0)","v":0},"kg-CO2/kg","⇒",{"$f":"L70*I70*1000","v":0},"kg-CO2/年"]
[]
[null,null,null,"農地還元合計",null,null,"合計排出量【CO2+CH4＋N2O】",null,null,null,null,null,null,null,"合計排出量【CO2】",null,null,null,null,null,null,null,null,null,null,null,null,null,null,null,"合計排出量【CH4】",null,null,null,null,null,null,null,"合計排出量【N2O】"]
[null,null,null,null,null,null,{"$f":"(O73+AE73+AM73)/1000","v":0},"t-CO2/年",null,null,null,null,null,null,{"$f":"IF(COUNTIF(G8,\"農地還元*\")=1,O30+X36+O39+O42+X45+X48+O51+O54+O57+O67+O70,0)","v":0},"kg-CO2/年",null,null,null,null,null,null,null,null,null,null,null,null,null,null,{"$f":"IF(COUNTIF(G8,\"農地還元*\")=1,AE27+AE36+AE39+AE48+AE45+AE54+AE67,0)","v":0},"kg-CO2",null,null,null,null,null,null,{"$f":"IF(COUNTIF(G8,\"農地還元*\")=1,AM27+AM36+AM39+AM48+AM45+AM54+AM67,0)","v":0},"kg-CO2"]
[]
[]
[]
[]
[]
["④-2 最終処理_埋立",null,null,"④-2-1","焼却灰の埋立",null,null,null,"焼却灰の重量","　",null,"埋立処理排出係数【CO2】",null,null,"排出量【CO2】"]
[null,null,null,null,null,null,null,null,{"$f":"IF(I20=\"無\",0,I33*(100-G33)/100*(1-VLOOKUP(G30,一次処理活動量!$B$4:$F$10,5,FALSE)))","v":{"$error":"#REF!"}},"t/年","×",{"$f":"0.67*27^0.68+5.38*27^0.81","v":83.959023134103802},"kg-CO2/t","⇒",{"$f":"I80*L80","v":{"$error":"#REF!"}},"kg-CO2/年"]
[]
[null,null,null,"④-2-2","汚泥の直接埋立",null,null,null,"汚泥の重量","　",null,"埋立処理排出係数【CO2】",null,null,"排出量【CO2】"]
[null,null,null,null,null,null,null,null,{"$f":"IF(I21=\"無\",0,IF(I13=\"有\",I42*(100-G33)/100*100/60,IF(I11=\"有\",I42*(100-G33)/100*100/15,I33)))","v":{"$error":"#REF!"}},"t/年","×",{"$f":"0.67*27^0.68+5.38*27^0.81","v":83.959023134103802},"kg-CO2/t","⇒",{"$f":"IF(I13=\"無\",I83*100/15*L83/1000,I83*100/60*L83/1000)","v":{"$error":"#REF!"}},"kg-CO2/年"]
[]
[null,null,null,null,null,null,null,null,"汚泥の乾重量","　",null,null,null,null,null,null,null,null,null,null,null,null,null,null,null,null,null,"埋立排出係数【CH4】",null,null,"排出量【CH4】"]
[null,null,null,null,null,null,null,null,{"$f":"IF(I21=\"無\",0,I33*(100-G33)/100)","v":{"$error":"#REF!"}},"kg-DS/年",null,null,null,null,null,null,null,null,null,null,null,null,null,null,null,null,"×",6.6699999999999995E-2,"kg-CH4/kg-DS","⇒",{"$f":"AB86*I86*28*1000","v":{"$error":"#REF!"}},"kg-CO2"]
[]
[null,null,null,"埋立合計",null,null,"合計排出量【CO2+CH4＋N2O】",null,null,null,null,null,null,null,"合計排出量【CO2】",null,null,null,null,null,null,null,null,null,null,null,null,null,null,null,"合計排出量【CH4】",null,null,null,null,null,null,null,"合計排出量【N2O】"]
[null,null,null,null,null,null,{"$f":"(O89+AE89+AM89)/1000","v":{"$error":"#REF!"}},"t-CO2/年",null,null,null,null,null,null,{"$f":"IF(OR(I20=\"有\",I21=\"有\"),O30+X36+O39+O42+X45+X48+O51+O54+O57+X60+O80+O83,0)","v":{"$error":"#REF!"}},"kg-CO2/年",null,null,null,null,null,null,null,null,null,null,null,null,null,null,{"$f":"IF(OR(I20=\"有\",I21=\"有\"),AE27+AE36+AE39+AE45+AE54+AE60+AE48+AE86,0)","v":{"$error":"#REF!"}},"kg-CO2",null,null,null,null,null,null,{"$f":"IF(OR(I20=\"有\",I21=\"有\"),AM27+AM48+AM36+AM39+AM45+AM54+AM60,0)","v":{"$error":"#REF!"}},"kg-CO2"]
[]
[]
["④-3 最終処理_建設資材化",null,null,"④-3-1","セメント化",null,null,null,"焼却灰の重量","　",null,"セメント化排出係数【CO2】",null,null,"排出量【CO2】"]
[null,null,null,null,null,null,null,null,{"$f":"IF(I22=\"無\",0,I33*(100-G33)/100*(1-VLOOKUP(G30,一次処理活動量!$B$4:$F$10,5,FALSE)))","v":{"$error":"#REF!"}},"t/年","×",{"$f":"1/0.22*275","v":1250},"kg-CO2/t","⇒",{"$f":"I93*L93","v":{"$error":"#REF!"}},"kg-CO2/年"]
[]
[null,null,null,"④-3-2","セメント化による石灰石焼成由来のCO2排出量の削減",null,null,null,"焼却灰の重量","　",null,"セメント化排出係数【CO2】",null,null,"排出量【CO2】"]
[null,null,null,null,null,null,null,null,{"$f":"IF(I22=\"無\",0,I33*(100-G33)/100*(1-VLOOKUP(G30,一次処理活動量!$B$4:$F$10,5,FALSE)))","v":{"$error":"#REF!"}},"t/年","×",{"$f":"(-(7.4+12.5)/2/100*0.785-(3.5+3.8)/2/100*1.092)*1000","v":-117.96550000000001},"kg-CO2/t","⇒",{"$f":"I96*L96","v":{"$error":"#REF!"}},"kg-CO2/年"]
[]
[null,null,null,"建設資材化合計",null,null,"合計排出量【CO2+CH4＋N2O】",null,null,null,null,null,null,null,"合計排出量【CO2】",null,null,null,null,null,null,null,null,null,null,null,null,null,null,null,"合計排出量【CH4】",null,null,null,null,null,null,null,"合計排出量【N2O】"]
[null,null,null,null,null,null,{"$f":"(O99+AE99+AM99)/1000","v":{"$error":"#REF!"}},"t-CO2/年",null,null,null,null,null,null,{"$f":"IF(I22=\"有\",O30+X36+O39+O42+X45+X48+O51+O54+O57+O63+O93+O96,0)","v":{"$error":"#REF!"}},"kg-CO2/年",null,null,null,null,null,null,null,null,null,null,null,null,null,null,{"$f":"IF(I22=\"有\",AE27+AE36+AE39+AE45+AE54+AE60+AE48,0)","v":{"$error":"#REF!"}},"kg-CO2",null,null,null,null,null,null,{"$f":"IF(I22=\"有\",AM27+AM48+AM36+AM39+AM45+AM54+AM60,0)","v":{"$error":"#REF!"}},"kg-CO2"]

{"sheet":"【出力・比較対象2】GHG排出量算定シート","index":6,"n_rows":99,"n_cols":40,"rows_kept":99,"cut":false,"hidden":false,"merged":[[91,0,98,0],[91,3,92,3],[91,4,92,4],[94,3,95,3],[94,4,95,4],[97,3,98,4],[78,0,88,0],[78,3,79,3],[78,4,79,4],[81,3,85,3],[81,4,85,4],[87,3,88,4],[65,0,72,0],[65,3,66,3],[65,4,66,4],[68,3,69,3],[68,4,69,4],[71,3,72,4],[58,0,59,0],[58,3,59,3],[58,4,59,4],[61,0,62,0],[61,3,62,3],[61,4,62,4],[52,0,53,0],[52,3,53,3],[52,4,53,4],[55,0,56,0],[55,3,56,3],[55,4,56,4],[46,0,47,0],[46,3,47,3],[46,4,47,4],[49,0,50,0],[49,3,50,3],[49,4,50,4],[40,0,41,0],[40,3,41,3],[40,4,41,4],[43,0,44,0],[43,3,44,3],[43,4,44,4],[34,0,35,0],[34,3,35,3],[34,4,35,4],[37,0,38,0],[37,3,38,3],[37,4,38,4],[23,26,23,32],[23,33,23,40],[25,0,32,0],[25,3,26,3],[25,4,26,4],[28,3,29,3],[28,4,29,4],[31,3,32,3],[31,4,32,4],[23,10,23,25],[3,3,3,4],[5,0,21,0],[8,3,21,3],[8,4,21,4],[23,2,23,9]]}
[]
[null,null,null,"温室効果ガス排出量算定シート（比較する処理方法②）"]
[null,null,null,null,null,null,"合計（比較する処理方法②）"]
[null,null,null,"プロセス",null,null,{"$f":"IF(G73>0,G73,IF(G89>0,G89,IF(G99>0,G99)))","v":{"$error":"#REF!"}},"t-CO2/年",null,null,null,{"$f":"SUM(L8:O22)/1000","v":{"$error":"#N/A"}},{"$f":"EXACT(ROUND(G4,5),ROUND(L4,5))","v":{"$error":"#REF!"}}]
[null,null,null,null,null,null,null,null,"電気事業者毎の基礎排出係数（R4）"]
["基本情報の入力",null,null,"Q1","地方電力会社",null,{"$f":"【入力】ユーザー入力シート!G17","v":0},null,{"$f":"VLOOKUP(G6,電力CO2排出量原単位!$A$7:$C$16,3,FALSE)","v":{"$error":"#N/A"}},"㎏-CO2/kWh"]
[null,null,null,null,null,null,null,null,null,null,null,"kg-CO2/年"]
[null,null,null,"Q2","最終処理形態",null,{"$f":"IF(【入力】ユーザー入力シート!I21=\"\",【入力】ユーザー入力シート!I20,【入力】ユーザー入力シート!I21)","v":""},null,null,null,null,{"$f":"SUM(O30,AE27,AM27)","v":{"$error":"#N/A"}}]
[null,null,null,"Q3","個別プロセスの有無",null,"濃縮後、別施設への運搬","濃縮後、別施設への運搬",{"$f":"IF(COUNTIF(【入力】ユーザー入力シート!$G$20,\"農地還元*\")=1,INDEX(プロセスと比較対象!$F$7:$M$20,MATCH(G9,プロセスと比較対象!#REF!,0),MATCH($G$8,プロセスと比較対象!$F$6:$M$6,0)),INDEX(プロセスと比較対象!$F$23:$M$36,MATCH(G9,プロセスと比較対象!#REF!,0),MATCH($G$8,プロセスと比較対象!$F$22:$M$22,0)))","v":{"$error":"#REF!"}},null,null,{"$f":"SUM(X36,AE36,AM36)","v":{"$error":"#REF!"}}]
[null,null,null,null,null,null,"し尿処理施設での一次処理","再度一次処理",{"$f":"IF(COUNTIF(【入力】ユーザー入力シート!$G$20,\"農地還元*\")=1,INDEX(プロセスと比較対象!$F$7:$M$20,MATCH(G10,プロセスと比較対象!#REF!,0),MATCH($G$8,プロセスと比較対象!$F$6:$M$6,0)),INDEX(プロセスと比較対象!$F$23:$M$36,MATCH(G10,プロセスと比較対象!#REF!,0),MATCH($G$8,プロセスと比較対象!$F$22:$M$22,0)))","v":{"$error":"#REF!"}},null,null,{"$f":"SUM(O39,AE39,AM39)","v":{"$error":"#REF!"}}]
[null,null,null,null,null,null,"脱水","脱水",{"$f":"IF(COUNTIF(【入力】ユーザー入力シート!$G$20,\"農地還元*\")=1,INDEX(プロセスと比較対象!$F$7:$M$20,MATCH(G11,プロセスと比較対象!#REF!,0),MATCH($G$8,プロセスと比較対象!$F$6:$M$6,0)),INDEX(プロセスと比較対象!$F$23:$M$36,MATCH(G11,プロセスと比較対象!#REF!,0),MATCH($G$8,プロセスと比較対象!$F$22:$M$22,0)))","v":{"$error":"#REF!"}},{"$f":"IF(COUNTIF(【入力】ユーザー入力シート!$G$20,\"農地還元*\")=1,INDEX(プロセスと比較対象!$F$38:$M$40,2,MATCH($G$8,プロセスと比較対象!$F$6:$M$6,0)),INDEX(プロセスと比較対象!$F$38:$M$40,3,MATCH($G$8,プロセスと比較対象!$F$6:$M$6,0)))","v":{"$error":"#N/A"}},null,{"$f":"SUM(O42)","v":{"$error":"#N/A"}}]
[null,null,null,null,null,null,"脱水後、別施設への運搬","脱水後、別施設への運搬",{"$f":"IF(COUNTIF(【入力】ユーザー入力シート!$G$20,\"農地還元*\")=1,INDEX(プロセスと比較対象!$F$7:$M$20,MATCH(G12,プロセスと比較対象!#REF!,0),MATCH($G$8,プロセスと比較対象!$F$6:$M$6,0)),INDEX(プロセスと比較対象!$F$23:$M$36,MATCH(G12,プロセスと比較対象!#REF!,0),MATCH($G$8,プロセスと比較対象!$F$22:$M$22,0)))","v":{"$error":"#REF!"}},null,null,{"$f":"SUM(X45,AE45,AM45)","v":{"$error":"#REF!"}}]
[null,null,null,null,null,null,"乾燥","乾燥",{"$f":"IF(COUNTIF(【入力】ユーザー入力シート!$G$20,\"農地還元*\")=1,INDEX(プロセスと比較対象!$F$7:$M$20,MATCH(G13,プロセスと比較対象!#REF!,0),MATCH($G$8,プロセスと比較対象!$F$6:$M$6,0)),INDEX(プロセスと比較対象!$F$23:$M$36,MATCH(G13,プロセスと比較対象!#REF!,0),MATCH($G$8,プロセスと比較対象!$F$22:$M$22,0)))","v":{"$error":"#REF!"}}]
[null,null,null,null,null,null,"乾燥後、別施設への運搬","乾燥後、別施設への運搬",{"$f":"IF(COUNTIF(【入力】ユーザー入力シート!$G$20,\"農地還元*\")=1,INDEX(プロセスと比較対象!$F$7:$M$20,MATCH(G14,プロセスと比較対象!#REF!,0),MATCH($G$8,プロセスと比較対象!$F$6:$M$6,0)),INDEX(プロセスと比較対象!$F$23:$M$36,MATCH(G14,プロセスと比較対象!#REF!,0),MATCH($G$8,プロセスと比較対象!$F$22:$M$22,0)))","v":{"$error":"#REF!"}},null,null,{"$f":"SUM(X48,AE48,AM48)","v":{"$error":"#REF!"}}]
[null,null,null,null,null,null,"焼却","焼却",{"$f":"IF(COUNTIF(【入力】ユーザー入力シート!$G$20,\"農地還元*\")=1,INDEX(プロセスと比較対象!$F$7:$M$20,MATCH(G15,プロセスと比較対象!#REF!,0),MATCH($G$8,プロセスと比較対象!$F$6:$M$6,0)),INDEX(プロセスと比較対象!$F$23:$M$36,MATCH(G15,プロセスと比較対象!#REF!,0),MATCH($G$8,プロセスと比較対象!$F$22:$M$22,0)))","v":{"$error":"#REF!"}},{"$f":"IF(【入力】ユーザー入力シート!#REF!=\"\",\"焼却施設\",【入力】ユーザー入力シート!#REF!)","v":{"$error":"#REF!"}},null,{"$f":"IF(OR(J15=\"焼却施設\",J15=\"その他\"),SUM(O54,AE54,AM54),SUM(O51,AE54,AM54))","v":{"$error":"#REF!"}}]
[null,null,null,null,null,null,"炭化","炭化",{"$f":"IF(COUNTIF(【入力】ユーザー入力シート!$G$20,\"農地還元*\")=1,INDEX(プロセスと比較対象!$F$7:$M$20,MATCH(G16,プロセスと比較対象!#REF!,0),MATCH($G$8,プロセスと比較対象!$F$6:$M$6,0)),INDEX(プロセスと比較対象!$F$23:$M$36,MATCH(G16,プロセスと比較対象!#REF!,0),MATCH($G$8,プロセスと比較対象!$F$22:$M$22,0)))","v":{"$error":"#REF!"}},null,null,{"$f":"SUM(O57)","v":{"$error":"#REF!"}}]
[null,null,null,null,null,null,"焼却後、埋立施設への運搬","焼却後、埋立施設への運搬",{"$f":"IF(COUNTIF(【入力】ユーザー入力シート!$G$20,\"農地還元*\")=1,INDEX(プロセスと比較対象!$F$7:$M$20,MATCH(G17,プロセスと比較対象!#REF!,0),MATCH($G$8,プロセスと比較対象!$F$6:$M$6,0)),INDEX(プロセスと比較対象!$F$23:$M$36,MATCH(G17,プロセスと比較対象!#REF!,0),MATCH($G$8,プロセスと比較対象!$F$22:$M$22,0)))","v":{"$error":"#REF!"}},null,null,{"$f":"SUM(X60,AE60,AM60)","v":{"$error":"#REF!"}}]
[null,null,null,null,null,null,"焼却後、セメント工場への運搬","焼却後、セメント工場への運搬",{"$f":"IF(COUNTIF(【入力】ユーザー入力シート!$G$20,\"農地還元*\")=1,INDEX(プロセスと比較対象!$F$7:$M$20,MATCH(G18,プロセスと比較対象!#REF!,0),MATCH($G$8,プロセスと比較対象!$F$6:$M$6,0)),INDEX(プロセスと比較対象!$F$23:$M$36,MATCH(G18,プロセスと比較対象!#REF!,0),MATCH($G$8,プロセスと比較対象!$F$22:$M$22,0)))","v":{"$error":"#REF!"}},null,null,{"$f":"SUM(O63)","v":{"$error":"#REF!"}}]
[null,null,null,null,null,null,"コンポスト化","コンポスト化",{"$f":"IF(COUNTIF(【入力】ユーザー入力シート!$G$20,\"農地還元*\")=1,INDEX(プロセスと比較対象!$F$7:$M$20,MATCH(G19,プロセスと比較対象!#REF!,0),MATCH($G$8,プロセスと比較対象!$F$6:$M$6,0)),INDEX(プロセスと比較対象!$F$23:$M$36,MATCH(G19,プロセスと比較対象!#REF!,0),MATCH($G$8,プロセスと比較対象!$F$22:$M$22,0)))","v":{"$error":"#REF!"}},null,null,{"$f":"SUM(O67,AE67,AM67)","v":{"$error":"#REF!"}},"化学肥料の製造量削減に伴うCO2排出量の削減",null,{"$f":"O70","v":0}]
[null,null,null,null,null,null,"焼却灰の埋立","焼却灰の埋立",{"$f":"IF(COUNTIF(【入力】ユーザー入力シート!$G$20,\"農地還元*\")=1,INDEX(プロセスと比較対象!$F$7:$M$20,MATCH(G20,プロセスと比較対象!#REF!,0),MATCH($G$8,プロセスと比較対象!$F$6:$M$6,0)),INDEX(プロセスと比較対象!$F$23:$M$36,MATCH(G20,プロセスと比較対象!#REF!,0),MATCH($G$8,プロセスと比較対象!$F$22:$M$22,0)))","v":{"$error":"#REF!"}},null,null,{"$f":"SUM(O80)","v":{"$error":"#REF!"}}]
[null,null,null,null,null,null,"汚泥の直接埋立","汚泥の直接埋立",{"$f":"IF(COUNTIF(【入力】ユーザー入力シート!$G$20,\"農地還元*\")=1,INDEX(プロセスと比較対象!$F$7:$M$20,MATCH(G21,プロセスと比較対象!#REF!,0),MATCH($G$8,プロセスと比較対象!$F$6:$M$6,0)),INDEX(プロセスと比較対象!$F$23:$M$36,MATCH(G21,プロセスと比較対象!#REF!,0),MATCH($G$8,プロセスと比較対象!$F$22:$M$22,0)))","v":{"$error":"#REF!"}},null,null,{"$f":"SUM(O83,AE86)","v":{"$error":"#REF!"}}]
[null,null,null,null,null,null,"建設資材化（セメント化）","建設資材化（セメント化）",{"$f":"IF(COUNTIF(【入力】ユーザー入力シート!$G$20,\"農地還元*\")=1,INDEX(プロセスと比較対象!$F$7:$M$20,MATCH(G22,プロセスと比較対象!#REF!,0),MATCH($G$8,プロセスと比較対象!$F$6:$M$6,0)),INDEX(プロセスと比較対象!$F$23:$M$36,MATCH(G22,プロセスと比較対象!#REF!,0),MATCH($G$8,プロセスと比較対象!$F$22:$M$22,0)))","v":{"$error":"#REF!"}},null,null,{"$f":"SUM(O93)","v":{"$error":"#REF!"}},"セメント化による石灰石焼成由来のCO2排出量の削減",null,{"$f":"O96","v":{"$error":"#REF!"}}]
[]
[null,null,"取扱量",null,null,null,null,null,null,null,"CO2排出量の算定",null,null,null,null,null,null,null,null,null,null,null,null,null,null,null,"CH4排出量の算定",null,null,null,null,null,null,"N2O排出量の算定"]
[]
["①一次処理_農業集落排水処理施設",null,null,"①-0","処理量",null,"実績処理人口","　",null,"　",null,null,null,null,null,null,null,null,null,null,null,null,null,null,null,null,null,"処理排出係数【CH4】",null,null,"排出量【CH4】",null,null,null,null,"処理排出係数【N2O】",null,null,"排出量【N2O】"]
[null,null,null,null,null,null,{"$f":"【入力】ユーザー入力シート!G13","v":0},"人",null,null,null,null,null,null,null,null,null,null,null,null,null,null,null,null,null,null,"×",{"$f":"温対法排出原単位!C86","v":0.59},"kg-CH4/人","⇒",{"$f":"AB27*G27*28","v":0},"kg-CO2",null,null,"×",{"$f":"温対法排出原単位!C158","v":2.3E-2},"kg-N2O/人","⇒",{"$f":"AJ27*G27*265","v":0},"kg-CO2"]
[]
[null,null,null,"①-1","生物処理",null,"処理方式",null,null,null,null,"生物処理排出係数【CO2】",null,null,"排出量【CO2】",null,"　"]
[null,null,null,null,null,null,{"$f":"IF(【入力】ユーザー入力シート!G43=0,\"その他、または設置機器が不明\",【入力】ユーザー入力シート!G43)","v":"その他、または設置機器が不明"},null,null,null,null,{"$f":"VLOOKUP(G30,一次処理電力使用量!B4:D10,3,FALSE)*I6","v":{"$error":"#N/A"}},"kg-CO2/年・人","⇒",{"$f":"L30*G27","v":{"$error":"#N/A"}},"kg-CO2/年"]
[]
[null,null,null,"①-2","汚泥の引き抜き",null,"引き抜き汚泥の含水率(%)",null,"引き抜き汚泥の体積","　"]
[null,null,null,null,null,null,{"$f":"IF(【入力】ユーザー入力シート!G45>0,【入力】ユーザー入力シート!G45,VLOOKUP(G30,一次処理活動量!B4:D10,3,FALSE))","v":98.25},null,{"$f":"IF(【入力】ユーザー入力シート!G32=0,VLOOKUP(G30,一次処理活動量!B4:E10,4)*365/1000*G27/1000*100/(100-G33),【入力】ユーザー入力シート!G32)","v":0},"㎥/年"]
[]
["②-1 運搬（その1）",null,null,"②-1","濃縮後別施設への運搬",null,"バキューム車/トラック（型式）",null,"汚泥の体積","　",null,"バキュームカー積載量",null,null,"バキュームカー台数",null,"　","施設間距離（往復）",null,null,"運搬排出係数【CO2】",null,null,"排出量【CO2】",null,null,null,"運搬排出係数【CH4】",null,null,"排出量【CH4】",null,null,null,null,"運搬排出係数【N2O】",null,null,"排出量【N2O】"]
[null,null,null,null,null,null,{"$f":"IF(【入力】ユーザー入力シート!#REF!=\"\",トラックバキューム車!B6,【入力】ユーザー入力シート!#REF!)","v":{"$error":"#REF!"}},null,{"$f":"IF(I9=\"有\",I33,0)","v":{"$error":"#REF!"}},"㎥/年","÷",{"$f":"VLOOKUP(G36,トラックバキューム車!$B$4:$E$11,5,FALSE)","v":{"$error":"#REF!"}},"㎥/台","⇒",{"$f":"IF(【入力】ユーザー入力シート!#REF!>0,【入力】ユーザー入力シート!#REF!,ROUNDUP(I36/L36,0))","v":{"$error":"#REF!"}},"台","×",{"$f":"_xlfn.IFS(AND(I9=\"有\",【入力】ユーザー入力シート!#REF!<>\"\"),【入力】ユーザー入力シート!#REF!*2,AND(I9=\"有\",【入力】ユーザー入力シート!#REF!=\"\"),11.9*2,I9=\"無\",0)","v":{"$error":"#REF!"}},"km","×",{"$f":"VLOOKUP(G36,トラックバキューム車!$B$4:$D$11,3,FALSE)","v":{"$error":"#REF!"}},"kg-CO2/km","⇒",{"$f":"O36*R36*U36","v":{"$error":"#REF!"}},"kg-CO2",null,"×",{"$f":"VLOOKUP($G36,トラックバキューム車!$B$4:$H$11,7,FALSE)","v":{"$error":"#REF!"}},"kg-CH4/km","⇒",{"$f":"O36*R36*AB36*28","v":{"$error":"#REF!"}},"kg-CO2",null,null,"×",{"$f":"VLOOKUP($G36,トラックバキューム車!$B$4:$H$11,8,FALSE)","v":{"$error":"#REF!"}},"kg-N2O/km","⇒",{"$f":"O36*R36*AJ36*265","v":{"$error":"#REF!"}},"kg-CO2"]
[]
["③-1　二次処理-再度の一次処理",null,null,"③-1","再度の一次処理",null,null,null,"引き抜き汚泥の体積","　",null,"排出係数【CO2】",null,null,"排出量",null,null,null,null,null,null,null,null,null,null,null,null,"処理排出係数【CH4】",null,null,"排出量【CH4】",null,null,null,null,"処理排出係数【N2O】",null,null,"排出量【N2O】"]
[null,null,null,null,null,null,null,null,{"$f":"IF(I10=\"有\",I33,0)","v":{"$error":"#REF!"}},"㎥/年","×",{"$f":"し尿処理施設推定式!AA12*I6","v":{"$error":"#REF!"}},"kg-CO2/㎥","⇒",{"$f":"I39*L39","v":{"$error":"#REF!"}},"kg-CO2",null,null,null,null,null,null,null,null,null,null,"×",{"$f":"温対法排出原単位!C85","v":3.7999999999999999E-2},"kg-CH4/㎥","⇒",{"$f":"AB39*I39*28","v":{"$error":"#REF!"}},"kg-CO2",null,null,"×",{"$f":"温対法排出原単位!C157","v":9.3000000000000005E-4},"kg-N2O/㎥","⇒",{"$f":"AJ39*I39*265","v":{"$error":"#REF!"}},"kg-CO2"]
[]
["③-2　二次処理-脱水",null,null,"③-2","脱水・乾燥",null,null,null,"引き抜き汚泥の体積","　",null,"排出係数【CO2】",null,null,"排出量"]
[null,null,null,null,null,null,null,null,{"$f":"I33","v":0},"㎥/年","×",{"$f":"し尿処理施設推定式!AC12","v":{"$error":"#N/A"}},"kg-CO2/㎥","⇒",{"$f":"I42*L42","v":{"$error":"#N/A"}},"kg-CO2"]
[]
["②-2　運搬（その2）",null,null,"②-2","脱水後、別処理施設への運搬",null,"バキューム車/トラック（型式）",null,"汚泥の体積","　",null,"バキュームカー積載量",null,null,"バキュームカー台数",null,"　","施設間距離（往復）",null,null,"運搬排出係数【CO2】",null,null,"排出量【CO2】",null,null,null,"運搬排出係数【CH4】",null,null,"排出量【CH4】",null,null,null,null,"運搬排出係数【N2O】",null,null,"排出量【N2O】"]
[null,null,null,null,null,null,{"$f":"IF(【入力】ユーザー入力シート!#REF!=\"\",トラックバキューム車!B9,【入力】ユーザー入力シート!#REF!)","v":{"$error":"#REF!"}},null,{"$f":"IF(I12=\"有\",I42*(100-G33)/100*100/15,0)","v":{"$error":"#REF!"}},"㎥/年","÷",{"$f":"VLOOKUP(G45,トラックバキューム車!$B$4:$E$11,5,FALSE)","v":{"$error":"#REF!"}},"㎥/台","⇒",{"$f":"ROUNDUP(I45/L45,0)","v":{"$error":"#REF!"}},"台","×",{"$f":"_xlfn.IFS(AND(I12=\"有\",【入力】ユーザー入力シート!#REF!<>\"\"),【入力】ユーザー入力シート!#REF!*2,AND(I12=\"有\",【入力】ユーザー入力シート!#REF!=\"\"),14.35*2,I12=\"無\",0)","v":{"$error":"#REF!"}},"km","×",{"$f":"VLOOKUP(G45,トラックバキューム車!$B$4:$D$11,3,FALSE)","v":{"$error":"#REF!"}},"kg-CO2/km","⇒",{"$f":"O45*R45*U45","v":{"$error":"#REF!"}},"kg-CO2",null,"×",{"$f":"VLOOKUP($G45,トラックバキューム車!$B$4:$H$11,7,FALSE)","v":{"$error":"#REF!"}},"kg-CH4/km","⇒",{"$f":"O45*R45*AB45*28","v":{"$error":"#REF!"}},"kg-CO2",null,null,"×",{"$f":"VLOOKUP($G45,トラックバキューム車!$B$4:$H$11,8,FALSE)","v":{"$error":"#REF!"}},"kg-N2O/km","⇒",{"$f":"O45*R45*AJ45*265","v":{"$error":"#REF!"}},"kg-CO2"]
[]
["②-3　運搬（その3）",null,null,"②-3","乾燥後、別処理施設への運搬",null,"バキューム車/トラック（型式）",null,"汚泥の体積","　",null,"バキュームカー積載量",null,null,"バキュームカー台数",null,"　","施設間距離（往復）",null,null,"運搬排出係数【CO2】",null,null,"排出量【CO2】",null,null,null,"運搬排出係数【CH4】",null,null,"排出量【CH4】",null,null,null,null,"運搬排出係数【N2O】",null,null,"排出量【N2O】"]
[null,null,null,null,null,null,{"$f":"IF(【入力】ユーザー入力シート!#REF!=\"\",トラックバキューム車!B10,【入力】ユーザー入力シート!#REF!)","v":{"$error":"#REF!"}},null,{"$f":"IF(I14=\"有\",I42*(100-G33)/100*100/60,0)","v":{"$error":"#REF!"}},"㎥/年","÷",{"$f":"VLOOKUP(G48,トラックバキューム車!$B$4:$E$11,5,FALSE)","v":{"$error":"#REF!"}},"㎥/台","⇒",{"$f":"ROUNDUP(I48/L48,0)","v":{"$error":"#REF!"}},"台","×",{"$f":"_xlfn.IFS(AND(I14=\"有\",【入力】ユーザー入力シート!#REF!<>\"\"),【入力】ユーザー入力シート!#REF!*2,AND(I14=\"有\",【入力】ユーザー入力シート!#REF!=\"\"),40*2,I14=\"無\",0)","v":{"$error":"#REF!"}},"km","×",{"$f":"VLOOKUP(G48,トラックバキューム車!$B$4:$D$11,3,FALSE)","v":{"$error":"#REF!"}},"kg-CO2/km","⇒",{"$f":"O48*R48*U48","v":{"$error":"#REF!"}},"kg-CO2",null,"×",{"$f":"VLOOKUP($G48,トラックバキューム車!$B$4:$H$11,7,FALSE)","v":{"$error":"#REF!"}},"kg-CH4/km","⇒",{"$f":"O48*R48*AB48*28","v":{"$error":"#REF!"}},"kg-CO2",null,null,"×",{"$f":"VLOOKUP($G48,トラックバキューム車!$B$4:$H$11,8,FALSE)","v":{"$error":"#REF!"}},"kg-N2O/km","⇒",{"$f":"O48*R48*AJ48*265","v":{"$error":"#REF!"}},"kg-CO2"]
[]
["③-3 二次処理-焼却",null,null,"③-3","焼却（し尿処理施設）",null,null,null,"引き抜き汚泥の体積","　",null,"排出係数【CO2】",null,null,"排出量",null,null,null,null,null,null,null,null,null,null,null,"この青枠部分は焼却（ごみ処理場の欄で計算）"]
[null,null,null,null,null,null,null,null,{"$f":"IF(AND(I15=\"有\",J15=\"し尿処理施設\"),I42,0)","v":{"$error":"#REF!"}},"㎥/年","×",{"$f":"し尿処理施設推定式!AE12","v":{"$error":"#REF!"}},"kg-CO2/㎥","⇒",{"$f":"I51*L51","v":{"$error":"#REF!"}},"kg-CO2"]
[]
["③-3 二次処理-焼却",null,null,"③-3","焼却（ごみ処理施設）",null,null,null,"汚泥の重量","　",null,"焼却排出係数【CO2】",null,null,"排出量【CO2】",null,null,null,null,null,null,null,null,null,null,null,null,"焼却排出係数【CH4】",null,null,"排出量【CH4】",null,null,null,null,"焼却排出係数【N2O】",null,null,"排出量【N2O】"]
[null,null,null,null,null,null,null,null,{"$f":"IF(I15=\"無\",0,IF(I13=\"有\",I42*(100-G33)/100*100/60,IF(I11=\"有\",I42*(100-G33)/100*100/15,I33)))","v":{"$error":"#REF!"}},"t/年","×",{"$f":"IF(AND(I15=\"有\",J15<>\"し尿処理施設\"),485*0.0294*44/12+(63*I6),0)","v":{"$error":"#REF!"}},"kg-CO2/t","⇒",{"$f":"IF(J15=\"し尿処理施設\",0,I54*L54)","v":{"$error":"#REF!"}},"kg-CO2/年",null,null,null,null,null,null,null,null,null,null,"×",{"$f":"焼却のCH4とN2O!H6","v":2.4671124031007751E-2},"kg-CH4/t","⇒",{"$f":"I54*AB54*28","v":{"$error":"#REF!"}},"kg-CO2",null,null,"×",{"$f":"焼却のCH4とN2O!H12","v":5.8689147286821702E-2},"kg-N2O/t","⇒",{"$f":"I54*AJ54*265","v":{"$error":"#REF!"}},"kg-CO2"]
[]
["③-4　二次処理-炭化",null,null,"③-4","炭化",null,null,null,"引き抜き汚泥の体積","　",null,"排出係数【CO2】",null,null,"排出量"]
[null,null,null,null,null,null,null,null,{"$f":"IF(I16=\"無\",0,IF(I13=\"有\",I42*(100-G33)/100*100/60,IF(I11=\"有\",I42*(100-G33)/100*100/15,I33)))","v":{"$error":"#REF!"}},"㎥/年","×",{"$f":"1225*0.0294*44/12+365*I6","v":{"$error":"#N/A"}},"kg-CO2/㎥","⇒",{"$f":"I57*L57","v":{"$error":"#REF!"}},"kg-CO2"]
[]
["②-4　運搬（その4）",null,null,"②-4","焼却後、埋立施設への運搬",null,"トラック（型式）",null,"焼却灰の体積","　",null,"バキュームカー積載量",null,null,"バキュームカー台数",null,"　","施設間距離（往復）",null,null,"運搬排出係数【CO2】",null,null,"排出量【CO2】",null,null,null,"運搬排出係数【CH4】",null,null,"排出量【CH4】",null,null,null,null,"運搬排出係数【N2O】",null,null,"排出量【N2O】"]
[null,null,null,null,null,null,{"$f":"IF(【入力】ユーザー入力シート!#REF!=\"\",トラックバキューム車!B11,【入力】ユーザー入力シート!#REF!)","v":{"$error":"#REF!"}},null,{"$f":"IF(I17=\"無\",0,I33*(100-G33)/100*(1-VLOOKUP(G30,一次処理活動量!$B$4:$F$10,5,FALSE)))","v":{"$error":"#REF!"}},"㎥/年","÷",{"$f":"VLOOKUP(G60,トラックバキューム車!$B$4:$E$11,5,FALSE)","v":{"$error":"#REF!"}},"㎥/台","⇒",{"$f":"ROUNDUP(I60/L60,0)","v":{"$error":"#REF!"}},"台","×",{"$f":"_xlfn.IFS(AND(I17=\"有\",【入力】ユーザー入力シート!#REF!<>\"\"),【入力】ユーザー入力シート!#REF!*2,AND(I17=\"有\",【入力】ユーザー入力シート!#REF!=\"\"),8.55*2,I17=\"無\",0)","v":{"$error":"#REF!"}},"km","×",{"$f":"VLOOKUP(G60,トラックバキューム車!$B$4:$D$11,3,FALSE)","v":{"$error":"#REF!"}},"kg-CO2/km","⇒",{"$f":"O60*R60*U60","v":{"$error":"#REF!"}},"kg-CO2",null,"×",{"$f":"VLOOKUP($G60,トラックバキューム車!$B$4:$H$11,7,FALSE)","v":{"$error":"#REF!"}},"kg-CH4/km","⇒",{"$f":"O60*R60*AB60*28","v":{"$error":"#REF!"}},"kg-CO2",null,null,"×",{"$f":"VLOOKUP($G60,トラックバキューム車!$B$4:$H$11,8,FALSE)","v":{"$error":"#REF!"}},"kg-N2O/km","⇒",{"$f":"O60*R60*AJ60*265","v":{"$error":"#REF!"}},"kg-CO2"]
[]
["②-5　運搬（その5）",null,null,"②-5","焼却後、セメント工場への運搬",null,null,null,"焼却灰の重量","　",null,"焼却排出係数【CO2】",null,null,"排出量【CO2】",null,"　"]
[null,null,null,null,null,null,null,null,{"$f":"IF(I18=\"無\",0,I33*(100-G33)/100*(1-VLOOKUP(G30,一次処理活動量!$B$4:$F$10,5,FALSE)))","v":{"$error":"#REF!"}},"t/年","×",26,"kg-CO2/t","⇒",{"$f":"I63*L63","v":{"$error":"#REF!"}},"kg-CO2/年"]
[]
[]
["④-1 最終処理_農地還元",null,null,"④-1-1","コンポスト化",null,null,null,"汚泥の重量","　","　","コンポスト化排出係数【CO2】",null,null,"排出量",null,null,null,null,null,null,null,null,null,null,null,"　","コンポスト化排出係数【CH4】",null,null,"排出量",null,null,null,"　","コンポスト化排出係数【N2O】",null,null,"排出量"]
[null,null,null,null,null,null,null,null,{"$f":"IF(I19=\"無\",0,IF(I13=\"有\",I42*(100-G33)/100*100/60,IF(I11=\"有\",I42*(100-G33)/100*100/15,I33)))","v":{"$error":"#REF!"}},"t/年","×",{"$f":"128*0.0187*44/12+93*I6","v":{"$error":"#N/A"}},"kg-CO2/t","⇒",{"$f":"I67*L67","v":{"$error":"#REF!"}},"kg-CO2",null,null,null,null,null,null,null,null,null,null,"×",{"$f":"0.00096","v":9.6000000000000002E-4},"kg-CH4/wet-kg","⇒",{"$f":"I67*AB67*1000*28","v":{"$error":"#REF!"}},"kg-CO2",null,null,"×",{"$f":"0.00027","v":2.7E-4},"kg-N2O/wet-kg","⇒",{"$f":"I67*AJ67*1000*265","v":{"$error":"#REF!"}},"kg-CO2"]
[]
[null,null,null,"④-1-2","化学肥料の製造量削減に伴うCO2排出量の削減",null,null,null,"肥料の量（or体積）",null,null,"化学肥料排出係数【CO2】",null,null,"排出量【CO2】"]
[null,null,null,null,null,null,null,null,{"$f":"IFERROR(_xlfn.IFS(G8=選択肢!G3,I42*(100-G33)/100*100/15,OR(G8=選択肢!G4,G8=選択肢!G6,G8=選択肢!G7),I42*(100-G33)/100*100/60),0)","v":0},"t/年","×",{"$f":"-IFERROR(_xlfn.IFS(G8=選択肢!G3,化学肥料!$R$5,G8=選択肢!G4,化学肥料!$R$6,OR(G8=選択肢!G7,G8=選択肢!G6),化学肥料!$R$7),0)","v":0},"kg-CO2/kg","⇒",{"$f":"L70*I70*1000","v":0},"kg-CO2/年"]
[]
[null,null,null,"農地還元合計",null,null,"合計排出量【CO2+CH4＋N2O】",null,null,null,null,null,null,null,"合計排出量【CO2】",null,null,null,null,null,null,null,null,null,null,null,null,null,null,null,"合計排出量【CH4】",null,null,null,null,null,null,null,"合計排出量【N2O】"]
[null,null,null,null,null,null,{"$f":"(O73+AE73+AM73)/1000","v":0},"t-CO2/年",null,null,null,null,null,null,{"$f":"IF(COUNTIF(G8,\"農地還元*\")=1,O30+X36+O39+O42+X45+X48+O51+O54+O57+O67+O70,0)","v":0},"kg-CO2/年",null,null,null,null,null,null,null,null,null,null,null,null,null,null,{"$f":"IF(COUNTIF(G8,\"農地還元*\")=1,AE27+AE36+AE39+AE48+AE45+AE54+AE67,0)","v":0},"kg-CO2",null,null,null,null,null,null,{"$f":"IF(COUNTIF(G8,\"農地還元*\")=1,AM27+AM36+AM39+AM48+AM45+AM54+AM67,0)","v":0},"kg-CO2"]
[]
[]
[]
[]
[]
["④-2 最終処理_埋立",null,null,"④-2-1","焼却灰の埋立",null,null,null,"焼却灰の重量","　",null,"埋立処理排出係数【CO2】",null,null,"排出量【CO2】"]
[null,null,null,null,null,null,null,null,{"$f":"IF(I20=\"無\",0,I33*(100-G33)/100*(1-VLOOKUP(G30,一次処理活動量!$B$4:$F$10,5,FALSE)))","v":{"$error":"#REF!"}},"t/年","×",{"$f":"0.67*27^0.68+5.38*27^0.81","v":83.959023134103802},"kg-CO2/t","⇒",{"$f":"I80*L80","v":{"$error":"#REF!"}},"kg-CO2/年"]
[]
[null,null,null,"④-2-2","汚泥の直接埋立",null,null,null,"汚泥の重量","　",null,"埋立処理排出係数【CO2】",null,null,"排出量【CO2】"]
[null,null,null,null,null,null,null,null,{"$f":"IF(I21=\"無\",0,IF(I13=\"有\",I42*(100-G33)/100*100/60,IF(I11=\"有\",I42*(100-G33)/100*100/15,I33)))","v":{"$error":"#REF!"}},"t/年","×",{"$f":"0.67*27^0.68+5.38*27^0.81","v":83.959023134103802},"kg-CO2/t","⇒",{"$f":"IF(I13=\"無\",I83*100/15*L83/1000,I83*100/60*L83/1000)","v":{"$error":"#REF!"}},"kg-CO2/年"]
[]
[null,null,null,null,null,null,null,null,"汚泥の乾重量","　",null,null,null,null,null,null,null,null,null,null,null,null,null,null,null,null,null,"埋立排出係数【CH4】",null,null,"排出量【CH4】"]
[null,null,null,null,null,null,null,null,{"$f":"IF(I21=\"無\",0,I33*(100-G33)/100)","v":{"$error":"#REF!"}},"kg-DS/年",null,null,null,null,null,null,null,null,null,null,null,null,null,null,null,null,"×",6.6699999999999995E-2,"kg-CH4/kg-DS","⇒",{"$f":"AB86*I86*28*1000","v":{"$error":"#REF!"}},"kg-CO2"]
[]
[null,null,null,"埋立合計",null,null,"合計排出量【CO2+CH4＋N2O】",null,null,null,null,null,null,null,"合計排出量【CO2】",null,null,null,null,null,null,null,null,null,null,null,null,null,null,null,"合計排出量【CH4】",null,null,null,null,null,null,null,"合計排出量【N2O】"]
[null,null,null,null,null,null,{"$f":"(O89+AE89+AM89)/1000","v":{"$error":"#REF!"}},"t-CO2/年",null,null,null,null,null,null,{"$f":"IF(OR(I20=\"有\",I21=\"有\"),O30+X36+O39+O42+X45+X48+O51+O54+O57+X60+O80+O83,0)","v":{"$error":"#REF!"}},"kg-CO2/年",null,null,null,null,null,null,null,null,null,null,null,null,null,null,{"$f":"IF(OR(I20=\"有\",I21=\"有\"),AE27+AE36+AE39+AE45+AE54+AE60+AE48+AE86,0)","v":{"$error":"#REF!"}},"kg-CO2",null,null,null,null,null,null,{"$f":"IF(OR(I20=\"有\",I21=\"有\"),AM27+AM48+AM36+AM39+AM45+AM54+AM60,0)","v":{"$error":"#REF!"}},"kg-CO2"]
[]
[]
["④-3 最終処理_建設資材化",null,null,"④-3-1","セメント化",null,null,null,"焼却灰の重量","　",null,"セメント化排出係数【CO2】",null,null,"排出量【CO2】"]
[null,null,null,null,null,null,null,null,{"$f":"IF(I22=\"無\",0,I33*(100-G33)/100*(1-VLOOKUP(G30,一次処理活動量!$B$4:$F$10,5,FALSE)))","v":{"$error":"#REF!"}},"t/年","×",{"$f":"1/0.22*275","v":1250},"kg-CO2/t","⇒",{"$f":"I93*L93","v":{"$error":"#REF!"}},"kg-CO2/年"]
[]
[null,null,null,"④-3-2","セメント化による石灰石焼成由来のCO2排出量の削減",null,null,null,"焼却灰の重量","　",null,"セメント化排出係数【CO2】",null,null,"排出量【CO2】"]
[null,null,null,null,null,null,null,null,{"$f":"IF(I22=\"無\",0,I33*(100-G33)/100*(1-VLOOKUP(G30,一次処理活動量!$B$4:$F$10,5,FALSE)))","v":{"$error":"#REF!"}},"t/年","×",{"$f":"(-(7.4+12.5)/2/100*0.785-(3.5+3.8)/2/100*1.092)*1000","v":-117.96550000000001},"kg-CO2/t","⇒",{"$f":"I96*L96","v":{"$error":"#REF!"}},"kg-CO2/年"]
[]
[null,null,null,"建設資材化合計",null,null,"合計排出量【CO2+CH4＋N2O】",null,null,null,null,null,null,null,"合計排出量【CO2】",null,null,null,null,null,null,null,null,null,null,null,null,null,null,null,"合計排出量【CH4】",null,null,null,null,null,null,null,"合計排出量【N2O】"]
[null,null,null,null,null,null,{"$f":"(O99+AE99+AM99)/1000","v":{"$error":"#REF!"}},"t-CO2/年",null,null,null,null,null,null,{"$f":"IF(I22=\"有\",O30+X36+O39+O42+X45+X48+O51+O54+O57+O63+O93+O96,0)","v":{"$error":"#REF!"}},"kg-CO2/年",null,null,null,null,null,null,null,null,null,null,null,null,null,null,{"$f":"IF(I22=\"有\",AE27+AE36+AE39+AE45+AE54+AE48,0)","v":{"$error":"#REF!"}},"kg-CO2",null,null,null,null,null,null,{"$f":"IF(I22=\"有\",AM27+AM48+AM36+AM39+AM45+AM54,0)","v":{"$error":"#REF!"}},"kg-CO2"]

{"sheet":"プロセスと比較対象","index":7,"n_rows":40,"n_cols":19,"rows_kept":40,"cut":false,"hidden":true,"merged":[[2,5,3,12],[5,0,19,0],[21,0,35,0],[2,2,3,3]]}
[]
[null,null,null,null,null,null,null,null,null,null,null,null,null,null,null,"ユーザーが入力する項目",null,null,"※ユーザーが入力する項目の０は無と同義"]
[null,null,"現在の処理方法",null,null,"比較対象の処理方法",null,null,null,null,null,null,null,null,null,"ユーザーの入力値によって可変"]
[null,null,null,null,null,null,null,null,null,null,null,null,null,null,null,"ユーザーの入力に関わらず固定"]
[]
["現状が農地還元の場合",null,null,"現状",null,"農地還元（脱水汚泥）","農地還元（機械乾燥汚泥）","農地還元（炭化汚泥）","農地還元（コンポスト化汚泥）（農業集落排水施設でコンポスト化）","農地還元（コンポスト化汚泥）（農業集落排水施設以外でコンポスト化）","埋立（直接埋立：焼却なし）","埋立（焼却あり）","建設資材化"]
[null,null,"濃縮後、別施設への運搬",{"$f":"【入力】ユーザー入力シート!G25","v":0},null,{"$f":"IF($D7=0,\"無\",$D7)","v":"無"},{"$f":"IF($D7=0,\"無\",$D7)","v":"無"},"無","無","有",{"$f":"IF($D7=0,\"無\",$D7)","v":"無"},"有","有"]
[null,null,"再度一次処理",{"$f":"【入力】ユーザー入力シート!G26","v":0},null,"無","無","無","無","有",{"$f":"IF($D8=0,\"無\",$D8)","v":"無"},"有","有"]
[null,null,"脱水",{"$f":"【入力】ユーザー入力シート!G27","v":0},null,"有","有","有","有","有","有","有","有"]
[null,null,"脱水後、別施設への運搬",{"$f":"【入力】ユーザー入力シート!G28","v":0},null,"無",{"$f":"IF($D10=0,\"無\",$D10)","v":"無"},"無","無","無","無","無","無"]
[null,null,"乾燥",{"$f":"【入力】ユーザー入力シート!G29","v":0},null,"無","有","有","無",{"$f":"IF($D11=0,\"無\",$D11)","v":"無"},"無","無","無"]
[null,null,"乾燥後、別施設への運搬",{"$f":"【入力】ユーザー入力シート!G30","v":0},null,"無","無",{"$f":"IF($D12=0,\"無\",$D12)","v":"無"},"無","無","無","無","無"]
[null,null,"焼却",{"$f":"【入力】ユーザー入力シート!#REF!","v":{"$error":"#REF!"}},null,"無","無","無","無","無","無","有","有"]
[null,null,"炭化",{"$f":"【入力】ユーザー入力シート!#REF!","v":{"$error":"#REF!"}},null,"無","無","有","無","無","無","無","無"]
[null,null,"焼却後、埋立施設への運搬",{"$f":"【入力】ユーザー入力シート!#REF!","v":{"$error":"#REF!"}},null,"無","無","無","無","無","無","有","無"]
[null,null,"焼却後、セメント工場への運搬",{"$f":"【入力】ユーザー入力シート!#REF!","v":{"$error":"#REF!"}},null,"無","無","無","無","無","無","無","有"]
[null,null,"コンポスト化",{"$f":"【入力】ユーザー入力シート!#REF!","v":{"$error":"#REF!"}},null,"無","無","無","有","有","無","無","無"]
[null,null,"焼却灰の埋立",{"$f":"【入力】ユーザー入力シート!#REF!","v":{"$error":"#REF!"}},null,"無","無","無","無","無","無","有","無"]
[null,null,"汚泥の直接埋立",{"$f":"【入力】ユーザー入力シート!#REF!","v":{"$error":"#REF!"}},null,"無","無","無","無","無","有","無","無"]
[null,null,"建設資材化（セメント化）",{"$f":"【入力】ユーザー入力シート!#REF!","v":{"$error":"#REF!"}},null,"無","無","無","無","無","無","無","有"]
[]
["現状が農地還元以外の場合",null,null,"現状",null,"農地還元（脱水汚泥）","農地還元（機械乾燥汚泥）","農地還元（炭化汚泥）","農地還元（コンポスト化汚泥）（農業集落排水施設でコンポスト化）","農地還元（コンポスト化汚泥）（農業集落排水施設以外でコンポスト化）","埋立（直接埋立：焼却なし）","埋立（焼却あり）","建設資材化"]
[null,null,"濃縮後、別施設への運搬",{"$f":"【入力】ユーザー入力シート!G25","v":0},null,{"$f":"IF($D23=0,\"無\",$D23)","v":"無"},"無","無","無",{"$f":"IF($D23=0,\"無\",$D23)","v":"無"},{"$f":"IF($D23=0,\"無\",$D23)","v":"無"},{"$f":"IF($D23=0,\"無\",$D23)","v":"無"},{"$f":"IF($D23=0,\"無\",$D23)","v":"無"}]
[null,null,"再度一次処理",{"$f":"【入力】ユーザー入力シート!G26","v":0},null,"無","無","無","無",{"$f":"IF($D24=0,\"無\",$D24)","v":"無"},{"$f":"IF($D24=0,\"無\",$D24)","v":"無"},"無","無"]
[null,null,"脱水",{"$f":"【入力】ユーザー入力シート!G27","v":0},null,"有","有","有","有","有","有","有","有"]
[null,null,"脱水後、別施設への運搬",{"$f":"【入力】ユーザー入力シート!G28","v":0},null,"無",{"$f":"IF($D26=0,\"無\",$D26)","v":"無"},"無","無","無","無","無","無"]
[null,null,"乾燥",{"$f":"【入力】ユーザー入力シート!G29","v":0},null,"無","有","有","無","無","無","無","無"]
[null,null,"乾燥後、別施設への運搬",{"$f":"【入力】ユーザー入力シート!G30","v":0},null,"無","無",{"$f":"IF($D28=0,\"無\",$D28)","v":"無"},"無","無","無","無","無"]
[null,null,"焼却",{"$f":"【入力】ユーザー入力シート!#REF!","v":{"$error":"#REF!"}},null,"無","無","無","無","無","無","有","有"]
[null,null,"炭化",{"$f":"【入力】ユーザー入力シート!#REF!","v":{"$error":"#REF!"}},null,"無","無","有","無","無","無","無","無"]
[null,null,"焼却後、埋立施設への運搬",{"$f":"【入力】ユーザー入力シート!#REF!","v":{"$error":"#REF!"}},null,"無","無","無","無","無","無","有","無"]
[null,null,"焼却後、セメント工場への運搬",{"$f":"【入力】ユーザー入力シート!#REF!","v":{"$error":"#REF!"}},null,"無","無","無","無","無","無","無","有"]
[null,null,"コンポスト化",{"$f":"【入力】ユーザー入力シート!#REF!","v":{"$error":"#REF!"}},null,"無","無","無","有","有","無","無","無"]
[null,null,"焼却灰の埋立",{"$f":"【入力】ユーザー入力シート!#REF!","v":{"$error":"#REF!"}},null,"無","無","無","無","無","無","有","無"]
[null,null,"汚泥の直接埋立",{"$f":"【入力】ユーザー入力シート!#REF!","v":{"$error":"#REF!"}},null,"無","無","無","無","無","有","無","無"]
[null,null,"建設資材化（セメント化）",{"$f":"【入力】ユーザー入力シート!#REF!","v":{"$error":"#REF!"}},null,"無","無","無","無","無","無","無","有"]
[]
[null,null,null,null,null,"農地還元（脱水汚泥）","農地還元（機械乾燥汚泥）","農地還元（炭化汚泥）","農地還元（コンポスト化汚泥）（農業集落排水施設でコンポスト化）","農地還元（コンポスト化汚泥）（農業集落排水施設以外でコンポスト化）","埋立（直接埋立：焼却なし）","埋立（焼却あり）","建設資材化"]
["現状が農地還元の場合",null,"脱水",{"$f":"【入力】ユーザー入力シート!H$27","v":0},null,{"$f":"IF($D39=0,\"し尿処理施設\",$D39)","v":"し尿処理施設"},{"$f":"IF($D39=0,\"し尿処理施設\",$D39)","v":"し尿処理施設"},{"$f":"IF($D39=0,\"し尿処理施設\",$D39)","v":"し尿処理施設"},"農業集落排水施設","し尿処理施設","し尿処理施設","し尿処理施設","し尿処理施設"]
["現状が農地還元以外の場合",null,"脱水",{"$f":"【入力】ユーザー入力シート!H$27","v":0},null,{"$f":"IF($D40=0,\"し尿処理施設\",$D40)","v":"し尿処理施設"},"し尿処理施設","し尿処理施設","農業集落排水施設","し尿処理施設","し尿処理施設","し尿処理施設","し尿処理施設"]

{"sheet":"電力CO2排出量原単位","index":8,"n_rows":16,"n_cols":3,"rows_kept":16,"cut":false,"hidden":true,"merged":[]}
["地球温暖化対策の推進に関する法律施行令第三条第一項第一号ハ"]
["■事務事業編の「温室効果ガス総排出量」の算定における電気の排出係数"]
[]
["また、本係数は年度ごとに変化するため、更新する必要がある。（現在は令和4年の数値が引用されるため、上書きすると最新数値で計算可能）"]
["【１】排出係数",null,"（単位：㎏-CO2/kWh）"]
["電気事業者名",null,"令和4年"]
["北海道電力（株）",null,0.53300000000000003]
["東北電力（株）",null,0.47699999999999998]
["東京電力エナジーパートナー（株）",null,0.45700000000000002]
["中部電力ミライズ（株）（旧：中部電力（株））",null,0.433]
["北陸電力（株）",null,0.48700000000000004]
["関西電力（株）",null,0.36000000000000004]
["中国電力（株）",null,0.53700000000000003]
["四国電力（株）",null,0.37]
["九州電力（株）",null,0.40700000000000003]
["沖縄電力（株）",null,0.71]

{"sheet":"温対法排出原単位","index":9,"n_rows":183,"n_cols":9,"rows_kept":183,"cut":false,"hidden":true,"merged":[[179,0,179,1],[179,4,182,5],[179,7,179,8],[180,0,180,1],[180,7,180,8],[181,0,181,1],[181,7,181,8],[182,0,182,1],[182,2,182,3],[182,7,182,8],[176,0,176,6],[177,0,177,1],[177,2,177,3],[177,4,177,5],[178,0,178,6],[172,0,172,6],[172,7,172,8],[173,0,174,0],[173,4,175,5],[173,7,173,8],[174,7,174,8],[175,0,175,1],[175,2,175,3],[169,0,169,6],[170,0,170,1],[170,4,171,5],[170,7,170,8],[171,0,171,1],[171,7,171,8],[168,0,168,1],[168,2,168,5],[162,0,162,6],[163,0,167,0],[163,4,167,5],[163,7,163,8],[164,7,164,8],[165,7,165,8],[166,7,166,8],[167,7,167,8],[158,0,158,6],[159,0,161,0],[159,4,161,5],[159,6,161,6],[159,7,159,8],[160,7,160,8],[161,7,161,8],[154,0,154,6],[155,0,156,0],[155,4,157,5],[155,6,156,6],[155,7,155,8],[156,7,156,8],[157,0,157,1],[157,7,157,8],[149,7,149,8],[150,0,150,1],[150,7,150,8],[151,0,151,6],[152,0,153,0],[152,4,153,5],[152,6,153,6],[152,7,152,8],[153,7,153,8],[144,7,144,8],[145,7,145,8],[146,7,146,8],[147,7,147,8],[148,7,148,8],[142,0,142,6],[143,0,143,6],[144,0,149,0],[144,4,150,5],[144,6,149,6],[139,0,139,6],[140,0,141,0],[140,4,141,5],[140,6,141,6],[140,7,140,8],[141,7,141,8],[135,0,135,6],[136,0,138,0],[136,4,138,5],[136,6,138,6],[136,7,136,8],[137,7,137,8],[138,7,138,8],[127,7,127,8],[128,7,128,8],[129,7,129,8],[131,0,133,0],[131,4,134,5],[131,6,133,6],[131,7,131,8],[132,7,132,8],[133,7,133,8],[134,0,134,1],[134,7,134,8],[122,7,122,8],[123,7,123,8],[124,7,124,8],[125,7,125,8],[126,7,126,8],[117,0,117,6],[118,7,118,8],[119,7,119,8],[120,7,120,8],[121,7,121,8],[108,0,108,6],[109,0,111,0],[109,6,111,6],[112,0,112,6],[113,0,116,0],[113,6,116,6],[96,0,99,0],[96,6,99,6],[100,0,100,6],[101,0,107,0],[101,6,107,6],[93,0,93,1],[93,2,93,5],[93,7,93,8],[94,0,94,6],[95,0,95,6],[90,0,90,6],[91,0,92,0],[91,4,92,5],[91,7,91,8],[92,7,92,8],[86,0,86,6],[87,0,89,0],[87,4,89,5],[87,6,89,6],[87,7,87,8],[88,7,88,8],[89,7,89,8],[82,0,82,6],[83,0,84,0],[83,4,85,5],[83,6,84,6],[83,7,83,8],[84,7,84,8],[85,0,85,1],[85,7,85,8],[77,0,77,6],[78,4,81,5],[78,7,78,8],[79,7,79,8],[80,7,80,8],[81,7,81,8],[74,0,74,6],[75,0,76,0],[75,4,76,5],[75,6,76,6],[75,7,75,8],[76,7,76,8],[65,0,65,6],[66,0,71,0],[66,4,73,5],[66,6,72,6],[66,7,66,8],[67,7,67,8],[68,7,68,8],[69,7,69,8],[70,7,70,8],[71,7,71,8],[72,7,72,8],[73,0,73,1],[73,7,73,8],[56,7,56,8],[57,7,57,8],[58,7,58,8],[60,0,64,0],[60,4,64,5],[60,6,64,6],[60,7,60,8],[61,7,61,8],[62,7,62,8],[63,7,63,8],[64,7,64,8],[49,0,49,6],[50,4,54,5],[50,7,50,8],[51,7,51,8],[52,7,52,8],[53,7,53,8],[54,7,54,8],[41,0,41,6],[42,4,48,5],[42,7,42,8],[43,7,43,8],[44,7,44,8],[45,7,45,8],[46,7,46,8],[47,7,47,8],[48,7,48,8],[32,0,32,6],[33,0,35,0],[33,6,35,6],[36,0,36,6],[37,0,40,0],[37,6,40,6],[28,0,28,6],[28,7,28,8],[29,0,29,6],[30,0,31,0],[30,6,31,6],[27,7,27,8],[21,0,23,0],[21,4,23,5],[24,0,24,6],[25,0,26,0],[25,4,27,5],[27,0,27,1],[27,2,27,3],[18,0,18,1],[18,4,19,5],[18,7,18,8],[19,0,19,1],[19,7,19,8],[0,0,0,8],[3,0,4,1],[3,2,3,3],[3,4,3,5],[3,6,4,6],[3,7,4,8],[5,0,5,6],[6,0,6,5],[6,6,17,6],[7,0,17,0]]}
[]
[null,"■これから算出する温室効果ガス総排出量については全て以下の値を使用してください。"]
[null,"■これから平成22年度より前の温室効果ガス総排出量を算定する場合においても、以下の値を使用してください。"]
[null,null,"排出係数",null,"政令の発熱量",null,"活動量","参考"]
[null,null,"      数値"," 単位","       数値"," 単位"]
[" 一号  二酸化炭素（CO2）"]
[" イ：燃料の燃焼に伴う排出",null,null,null,null,null," 総排出量算定期間に本来の用途に従って使用された当該燃料の量\n\n\n\n\n"]
[null," 一般炭",2.47E-2,"（ｋｇ－C/MJ）",25.7,"（MJ/ｋｇ）",null,{"$f":"C8*E8*44/12","v":2.3275633333333334},"　(kg-CO2／kg)に相当"]
[null," ガソリン",1.83E-2,"（ｋｇ－C/MJ）",34.6," （ＭＪ／ｌ）",null,{"$f":"C9*E9*44/12","v":2.3216600000000001},"　(kg-CO2／l)に相当"]
[null," ジェット燃料油",1.83E-2,"（ｋｇ－C/MJ）",36.700000000000003," （ＭＪ／ｌ）",null,2.4625699999999999,"　(kg-CO2／l)に相当"]
[null," 灯油",1.8499999999999999E-2,"（ｋｇ－C/MJ）",36.700000000000003," （ＭＪ／ｌ）",null,2.4894833333333337,"　(kg-CO2／l)に相当"]
[null," 軽油",1.8700000000000001E-2,"（ｋｇ－C/MJ）",37.700000000000003," （ＭＪ／ｌ）",null,2.5849633333333339,"　(kg-CO2／l)に相当"]
[null," Ａ重油",1.89E-2,"（ｋｇ－C/MJ）",39.1," （ＭＪ／ｌ）",null,2.7096300000000002,"　(kg-CO2／l)に相当"]
[null," Ｂ重油又はＣ重油",1.95E-2,"（ｋｇ－C/MJ）",41.9," （ＭＪ／ｌ）",null,2.9958499999999995,"　(kg-CO2／l)に相当"]
[null," 液化石油ガス（ＬＰＧ）",1.61E-2,"（ｋｇ－C/MJ）",50.8,"（MJ/ｋｇ）",null,2.9988933333333332,"　(kg-CO2／kg)に相当"]
[null," 液化天然ガス（ＬＮＧ）",1.35E-2,"（ｋｇ－C/MJ）",54.6,"（MJ/ｋｇ）",null,2.7027000000000001,"　(kg-CO2／kg)に相当"]
[null," 都市ガス",1.3599999999999999E-2,"（ｋｇ－C/MJ）",44.8," （ＭＪ／Nm3）",null,2.2340266666666664,"　(kg-CO2／Nm3)に相当"]
[null," （参考）都市ガス",1.3599999999999999E-2,"（ｋｇ－C/MJ）",43.3," （ＭＪ／Nm3）",null,2.1592266666666666,"　(kg-CO2／m3 )に相当"]
[" ロ：他人から供給された電気の使用に伴う排出",null,"事業者別に毎年公表（※別表1）",null,null,null," 総排出量算定期間において使用された他人から供給された電気の量"]
[" ハ：他人から供給された熱の使用に伴う排出",null,5.7000000000000002E-2,"（ｋｇ－CO2/MJ）",null,null," 総排出量算定期間において使用された他人から供給された熱の量"]
[" ニ：一般廃棄物の焼却に伴う排出"]
[null,"（１）廃プラスチック類（合成繊維の廃棄物に限る。）",624,"（ｋｇ－C/ｔ）",null,null,null,{"$f":"C22*44/12","v":2288},"　(kg-CO2／t)に相当"]
[null,"（２）廃プラスチック類（合成繊維の廃棄物を除く。）",754,"（ｋｇ－C/ｔ）",null,null,null,{"$f":"C23*44/12","v":2764.6666666666665},"　(kg-CO2／t)に相当"]
[null,"（３）廃棄物を原材料とする固形燃料（古紙又は廃プラスチック類を主たる原材料とするもの及び動物性の廃棄物又は植物性の廃棄物のみを原材料とするものを除く。）",211,"（ｋｇ－C/ｔ）",null,null,null,{"$f":"C24*44/12","v":773.66666666666663},"　(kg-CO2／t)に相当"]
[" ホ：産業廃棄物の焼却に伴う排出"]
[null," （１）廃油",796,"（ｋｇ－C/ｔ）",null,null," 総排出量算定期間に焼却された産業廃棄物のうちの廃油の量（湿重量ベース）",{"$f":"C26*44/12","v":2918.6666666666665},"　(kg-CO2／t)に相当"]
[null," （２）廃プラスチック",697,"（ｋｇ－C/ｔ）",null,null," 総排出量算定期間に焼却された産業廃棄物のうちの廃プラスチック類の量（湿重量ベース）",{"$f":"C27*44/12","v":2555.6666666666665},"　(kg-CO2／t)に相当"]
[" ヘ：その他"]
[" 二号  メタン（CH4）"]
[" イ：ボイラーにおける燃料の使用に伴う排出",null,null,null,null,null,null,null,"　(kg-CO2／t)に相当"]
[null," 木材",7.3999999999999996E-2," （ｋｇ－ＣＨ４／ＧＪ）",1.44E-2," （ＧＪ／ｋｇ）"," 総排出量算定期間において本来の用途に従ってボイラーにおいて使用された当該燃料の量",{"$f":"C31*E31","v":1.0655999999999999E-3},"　(kg-CH4／kg)に相当"]
[null," 木炭",7.3999999999999996E-2," （ｋｇ－ＣＨ４／ＧＪ）",3.0499999999999999E-2," （ＧＪ／ｋｇ）",null,{"$f":"C32*E32","v":2.2569999999999999E-3},"　(kg-CH4／kg)に相当"]
[" ロ：ガス機関又はガソリン機関（航空機、自動車又は船舶に用いられるものを除く。）における燃料の使用に伴う排出"]
[null," 液化石油ガス（ＬＰＧ）",5.3999999999999999E-2," （ｋｇ－ＣＨ４／ＧＪ）",5.0799999999999998E-2," （ＧＪ／ｋｇ）"," 総排出量算定期間において本来の用途に従ってガス機関又はガソリン機関（航空機、自動車又は船舶に用いられるものを除 く。）において使用された当該燃料の量\n",{"$f":"C34*E34","v":2.7431999999999999E-3},"　(kg-CH4／ kg)に相当"]
[null," 都市ガス",5.3999999999999999E-2," （ｋｇ－ＣＨ４／ＧＪ）",4.48E-2," （ＧＪ／N㎥ ）",null,{"$f":"C35*E35","v":2.4191999999999998E-3},"　(kg-CH4／ N ㎥ )に相当"]
[null," （参考）都市ガス",5.3999999999999999E-2," （ｋｇ－ＣＨ４／ＧＪ）",4.3299999999999998E-2," （ＧＪ／㎥ ）",null,{"$f":"C36*E36","v":2.3381999999999999E-3},"　(kg-CH4／㎥ )に相当"]
[" ハ：家庭用機器（こんろ、湯沸器、ストーブその他の一般消費者が通常生活の用に供する機械器具をいう。）における燃料の使用に伴う排出"]
[null," 灯油",9.4999999999999998E-3," （ｋｇ－ＣＨ４／ＧＪ）",3.6700000000000003E-2," （ＧＪ／ｌ）"," 総排出量算定期間において本来の用途に従って家庭用機器（こんろ、湯沸器、ストーブその他の一般消費者が通常生活の用に供 する機械器具をいう。）において使用された当該燃料の量\n",{"$f":"C38*E38","v":3.4865000000000004E-4},"　(kg-CH4／ｌ )に相当"]
[null," 液化石油ガス（ＬＰＧ）",4.4999999999999997E-3," （ｋｇ－ＣＨ４／ＧＪ）",5.0799999999999998E-2," （ＧＪ／ｋｇ）",null,{"$f":"C39*E39","v":2.2859999999999997E-4},"　(kg-CH4／kg)に相当"]
[null," 都市ガス",4.4999999999999997E-3," （ｋｇ－ＣＨ４／ＧＪ）",4.48E-2," （ＧＪ／N㎥ ）",null,{"$f":"C40*E40","v":2.0159999999999999E-4},"　(kg-CH4／ N m3 )に相当"]
[null," （参考）都市ガス",4.4999999999999997E-3," （ｋｇ－ＣＨ４／ＧＪ）",4.3299999999999998E-2," （ＧＪ／㎥ ）",null,{"$f":"C41*E41","v":1.9484999999999997E-4},"　(kg-CH4／m3 )に相当"]
[" ニ：自動車の走行に伴う排出"]
[null," （１）ガソリン・ＬＰＧ／乗用車",1.0000000000000001E-5,"（ｋｇ－ＣＨ4／ｋｍ）","\n\n\n\n\n",null," 総排出量算定期間における当該車両１台当たりの走行量\n\n\n\n\n"]
[null," （２）ガソリン／バス",3.4999999999999997E-5,"（ｋｇ－ＣＨ4／ｋｍ）"]
[null," （３）ガソリン／軽乗用車",1.0000000000000001E-5,"（ｋｇ－ＣＨ4／ｋｍ）"]
[null," （４）ガソリン／普通貨物車",3.4999999999999997E-5,"（ｋｇ－ＣＨ4／ｋｍ）"]
[null," （５）ガソリン／小型貨物車",1.5E-5,"（ｋｇ－ＣＨ4／ｋｍ）"]
[null," （６）ガソリン／軽貨物車",1.1E-5,"（ｋｇ－ＣＨ4／ｋｍ）"]
[null," （７）ガソリン／特殊用途車",3.4999999999999997E-5,"（ｋｇ－ＣＨ4／ｋｍ）"]
[" 二号  メタン（CH4）（つづき）"]
[null," （８）ディーゼル／乗用車",1.9999999999999999E-6,"（ｋｇ－ＣＨ4／ｋｍ）"]
[null," （９）ディーゼル／バス",1.7E-5,"（ｋｇ－ＣＨ4／ｋｍ）"]
[null," （１０）ディーゼル／普通貨物車",1.5E-5,"（ｋｇ－ＣＨ4／ｋｍ）"]
[null," （１１）ディーゼル／小型貨物車",7.6000000000000001E-6,"（ｋｇ－ＣＨ4／ｋｍ）"]
[null," （１２）ディーゼル／特種用途車",1.2999999999999999E-5,"（ｋｇ－ＣＨ4／ｋｍ）"]
[" ホ：船舶の航行に伴う排出"]
[null," （１）軽油",0.25," （ｋｇ－ＣＨ4／ｋｌ）","\n",null," 総排出量算定期間における船舶の当該燃料の消費量\n"]
[null," （２）Ａ重油",0.26," （ｋｇ－ＣＨ4／ｋｌ）"]
[null," （３）Ｂ重油又はＣ重油",0.28000000000000003," （ｋｇ－ＣＨ4／ｋｌ）"]
[" ヘ：家畜の飼養に伴う排出（消化管内発酵）"]
[null," （１）牛",82," （ｋｇ－CH4／頭・年）","\n",null," 総排出量算定期間において飼養された家畜の平均的な頭・羽数\n"]
[null," （２）馬",18," （ｋｇ－CH4／頭・年）"]
[null,"（３）めん羊",4.0999999999999996," （ｋｇ－CH4／頭・年）"]
[null,"（４）山羊",4.0999999999999996," （ｋｇ－CH4／頭・年）"]
[null,"（５）豚",1.1000000000000001," （ｋｇ－CH4／頭・年）"]
[" ト：家畜のふん尿処理等に伴う排出"]
[null," （１）牛",24," （ｋｇ－CH4／頭・年）","\n",null," 総排出量算定期間において飼養された家畜の平均的な頭・羽数\n"]
[null," （２）馬",2.1," （ｋｇ－CH4／頭・年）"]
[null,"（３）めん羊",0.28000000000000003," （ｋｇ－CH4／頭・年）"]
[null,"（４）山羊",0.18," （ｋｇ－CH4／頭・年）"]
[null,"（５）豚",1.5," （ｋｇ－CH4／頭・年）"]
[null,"（６）鶏",1.0999999999999999E-2,"（ｋｇ－CH4／羽・年）"]
[" チ：水田からの排出",null,1.6E-2," （ｋｇ－CH4／m2）"]
[" リ：放牧地における牛のふん尿からの排出",null,1.3," （ｋｇ－CH4／頭・年）",null,null," 総排出量算定期間において放牧された牛の平均的な頭数"]
[" ヌ：農業活動に伴う殻・わらの焼却による排出"]
[null," （１）殻",2.0999999999999999E-3," （ｋｇ－CH4／kg）",null,null," 総排出量算定期間において焼却された当該植物性の殻・わらの量"]
[null," （２）わら",2.0999999999999999E-3," （ｋｇ－CH4／kg）"]
[" ル：埋立処分に伴う排出"]
[null," （１）食物くず",145,"（ｋｇ－CH4／ｔ）",null,null," 総排出量算定期間に焼却された産業廃棄物のうちの紙くず又は木くずの量（湿重量ベース）"]
[null," （２）紙くず",136,"（ｋｇ－CH4／ｔ）",null,null," 総排出量算定期間に焼却された産業廃棄物のうちの廃油の量（湿重量ベース）"]
[null," （３）繊維くず",150,"（ｋｇ－CH4／ｔ）",null,null," 総排出量算定期間に焼却された産業廃棄物のうちの廃プラスチック類の量（湿重量ベース）"]
[null," （４）木くず",151,"（ｋｇ－CH4／ｔ）",null,null," 総排出量算定期間に焼却された産業廃棄物のうちの下水汚泥の量（湿重量ベース）"]
[" ヲ：下水又はし尿の処理に伴う排出"]
[null," （１）終末処理場",8.8000000000000003E-4,"（ｋｇ－CH4／ｍ3 ）","\n",null," 総排出量当該処理施設において算定期間に処理された下水又はし尿の量\n"]
[null," （２）し尿処理施設",3.7999999999999999E-2,"（ｋｇ－CH4／ｍ3 ）"]
[" ワ：浄化槽によるし尿及び雑排水の処理に伴う排出",null,0.59," （ｋｇ－CH4／人）",null,null," 総排出量算定期間における浄化槽の処理対象人員"]
[" カ：一般廃棄物の焼却に伴う排出"]
[null," （１）連続燃焼式焼却施設",9.5E-4,"（ｋｇ－CH4／ｔ）","\n",null," 総排出量算定期間に当該施設にて焼却された一般廃棄物の量（湿重量ベース）\n"]
[null," （２）准連続燃焼式焼却施設",7.6999999999999999E-2,"（ｋｇ－CH4／ｔ）"]
[null," （３）バッチ燃焼式焼却施設",7.5999999999999998E-2,"（ｋｇ－CH4／ｔ）"]
[" ヨ：産業廃棄物の焼却に伴う排出"]
[null," （１）廃油",5.5999999999999995E-4,"（ｋｇ－CH4／ｔ）","\n\n",null," 総排出量算定期間に焼却された産業廃棄物のうちの紙くず又は木くずの量（湿重量ベース）"]
[null," （２）汚泥",9.7000000000000003E-3,"（ｋｇ－CH4／ｔ）",null,null," 総排出量算定期間に焼却された産業廃棄物のうちの廃油の量（湿重量ベース）"]
[" タ：その他"]
[" 三号  一酸化二窒素（N2O）"]
[" イ：ボイラーにおける燃料の使用に伴う排出"]
[null," 一般炭",5.8E-4,"（ｋｇ－Ｎ2Ｏ／ＧＪ）",2.5700000000000001E-2,"（ＧＪ／ｋｇ）"," 総排出量算定期間において本来の用途に従ってボイラーにおいて使用された当該燃料の量\n\n",{"$f":"C97*E97","v":1.4906000000000001E-5},"　(kg-N2O／ｋｇ)に相当"]
[null," 木材",5.8E-4,"（ｋｇ－Ｎ2Ｏ／ＧＪ）","0.0144          （ＧＪ／ｋｇ）","（ＧＪ／ｋｇ）",null,{"$f":"0.00058*0.0144","v":8.351999999999999E-6},"　(kg-N2O／ｋｇ)に相当"]
[null," 木炭",5.8E-4,"（ｋｇ－Ｎ2Ｏ／ＧＪ）","0.0305          （ＧＪ／ｋｇ）","（ＧＪ／ｋｇ）",null,{"$f":"0.00058*0.0305","v":1.7689999999999998E-5},"　(kg-N2O／ｋｇ)に相当"]
[null," Ｂ重油又はＣ重油",1.7E-5,"（ｋｇ－Ｎ2Ｏ／ＧＪ）",4.19E-2,"（ＧＪ／ｌ）",null,{"$f":"C100*E100","v":7.1229999999999994E-7},"　(kg-N2O／ｌ)に相当"]
[" ロ：ディーゼル機関（自動車、鉄道車両又は船舶に用いられるものを除く。）における燃料の使用に伴う排出"]
[null," 灯油",1.6999999999999999E-3,"（ｋｇ－Ｎ2Ｏ／ＧＪ）",3.6700000000000003E-2,"（ＧＪ／ｌ）"," 総排出量算定期間において本来の用途に従ってディーゼル機関（自動車、鉄道車両又は船舶に用いられるものを除く。）におい\n て使用された当該燃料の量\n\n\n",{"$f":"C102*E102","v":6.2390000000000004E-5},"　(kg-N2O／ｌ)に相当"]
[null," 軽油",1.6999999999999999E-3,"（ｋｇ－Ｎ2Ｏ／ＧＪ）",3.7699999999999997E-2,"（ＧＪ／ｌ）",null,6.4089999999999991E-5,"　(kg-N2O／ｌ)に相当"]
[null," Ａ重油",1.6999999999999999E-3,"（ｋｇ－Ｎ2Ｏ／ＧＪ）",3.9100000000000003E-2,"（ＧＪ／ｌ）",null,6.6470000000000006E-5,"　(kg-N2O／ｌ)に相当"]
[null," Ｂ重油又はＣ重油",1.6999999999999999E-3,"（ｋｇ－Ｎ2Ｏ／ＧＪ）",4.19E-2,"（ＧＪ／ｌ）",null,7.1229999999999994E-5,"　(kg-N2O／ｌ)に相当"]
[null," 液化石油ガス（ＬＰＧ）",1.6999999999999999E-3,"（ｋｇ－Ｎ2Ｏ／ＧＪ）",5.0799999999999998E-2,"（ＧＪ／ｋｇ）",null,8.6359999999999993E-5,"　(kg-N2O／kg)に相当"]
[null," 都市ガス",1.6999999999999999E-3,"（ｋｇ－Ｎ2Ｏ／ＧＪ）",4.48E-2,"（ＧＪ／Nｍ3 ）",null,7.6159999999999989E-5,"　(kg-N2O／kg)に相当"]
[null," （参考）都市ガス",1.6999999999999999E-3,"（ｋｇ－Ｎ2Ｏ／ＧＪ）",4.3299999999999998E-2," （ＧＪ／ｍ3 ）",null,7.3609999999999995E-5,"　(kg-N2O／kg)に相当"]
[" ハ：ガス機関又はガソリン機関（航空機、自動車又は船舶に用いられるものを除く。）における燃料の使用に伴う排出"]
[null," 液化石油ガス（ＬＰＧ）",6.2E-4,"（ｋｇ－Ｎ2Ｏ／ＧＪ）",5.0799999999999998E-2,"（ＧＪ／ｋｇ）"," 総排出量算定期間において本来の用途に従ってガス機関又はガソリン機関（航空機、自動車又は船舶に用いられるものを除\n く。）において使用された当該燃料の量\n",{"$f":"C110*E110","v":3.1495999999999998E-5},"　(kg-N2O／ｋｇ)に相当"]
[null," 都市ガス",6.2E-4,"（ｋｇ－Ｎ2Ｏ／ＧＪ）",4.48E-2,"（ＧＪ／Nｍ3 ）",null,{"$f":"C111*E111","v":2.7776E-5},"　(kg-N2O ／ N ｍ3)に相当"]
[null," （参考）都市ガス",6.2E-4,"（ｋｇ－Ｎ2Ｏ／ＧＪ）",4.3299999999999998E-2,"（ＧＪ／ｍ3 ）",null,{"$f":"C112*E112","v":2.6846E-5},"　(kg-N2O ／ｍ3 )に相当"]
[" ニ：家庭用機器（こんろ、湯沸器、ストーブその他の一般消費者が通常生活の用に供する機械器具をいう。）における燃料の使用に伴う排出"]
[null," 灯油",5.6999999999999998E-4,"（ｋｇ－Ｎ2Ｏ／ＧＪ）",3.6700000000000003E-2,"（ＧＪ／ｌ）"," 総排出量算定期間において本来の用途に従って家庭用機器（こんろ、湯沸器、ストーブその他の一般消費者が通常生活の用に供 する機械器具をいう。）において使用された当該燃料の量\n",{"$f":"C114*E114","v":2.0919000000000001E-5},"　(kg-N2O／ｌ)に相当"]
[null," 液化石油ガス（ＬＰＧ）",9.0000000000000006E-5,"（ｋｇ－Ｎ2Ｏ／ＧＪ）",5.0799999999999998E-2,"（ＧＪ／ｋｇ）",null,{"$f":"C115*E115","v":4.5720000000000004E-6},"　(kg-N2O／ｋｇ)に相当"]
[null," 都市ガス",9.0000000000000006E-5,"（ｋｇ－Ｎ2Ｏ／ＧＪ）",4.48E-2,"（ＧＪ／ｍ3 ）",null,{"$f":"C116*E116","v":4.0320000000000005E-6},"　(kg-N2O ／ｍ3 )に相当"]
[null," （参考）都市ガス",9.0000000000000006E-5,"（ｋｇ－Ｎ2Ｏ／ＧＪ）",4.3299999999999998E-2,"（ＧＪ／ｍ3 ）",null,{"$f":"C117*E117","v":3.8970000000000001E-6},"　(kg-N2O ／ｍ3 )に相当"]
[" ホ：自動車の走行に伴う排出"]
[null," （１）ガソリン・ＬＰＧ／乗用車",2.9E-5,"（ｋｇ－Ｎ2Ｏ／ｋｍ）","\n\n\n\n\n",null," 総排出量算定期間における当該車両１台当たりの走行量\n\n\n\n\n"]
[null," （２）ガソリン／バス",4.1E-5,"（ｋｇ－Ｎ2Ｏ／ｋｍ）"]
[null," （３）ガソリン／軽乗用車",2.1999999999999999E-5,"（ｋｇ－Ｎ2Ｏ／ｋｍ）"]
[null," （４）ガソリン／普通貨物車",3.8999999999999999E-5,"（ｋｇ－Ｎ2Ｏ／ｋｍ）"]
[null," （５）ガソリン／小型貨物車",2.5999999999999998E-5,"（ｋｇ－Ｎ2Ｏ／ｋｍ）"]
[null," （６）ガソリン／軽貨物車",2.1999999999999999E-5,"（ｋｇ－Ｎ2Ｏ／ｋｍ）"]
[null," （７）ガソリン／特殊用途車",3.4999999999999997E-5,"（ｋｇ－Ｎ2Ｏ／ｋｍ）"]
[null," （８）ディーゼル／乗用車",6.9999999999999999E-6,"（ｋｇ－Ｎ2Ｏ／ｋｍ）"]
[null," （９）ディーゼル／バス",2.5000000000000001E-5,"（ｋｇ－Ｎ2Ｏ／ｋｍ）"]
[null," （１０）ディーゼル／普通貨物車",1.4E-5,"（ｋｇ－Ｎ2Ｏ／ｋｍ）"]
[null," （１１）ディーゼル／小型貨物車",9.0000000000000002E-6,"（ｋｇ－Ｎ2Ｏ／ｋｍ）"]
[null," （１２）ディーゼル／特種用途車",2.5000000000000001E-5,"（ｋｇ－Ｎ2Ｏ／ｋｍ）"]
[" ヘ：船舶の航行に伴う排出"]
[null," （１）軽油",7.2999999999999995E-2,"（ｋｇ－Ｎ2Ｏ／ｋｌ）","\n",null," 総排出量算定期間における船舶の当該燃料の消費量\n"]
[null," （２）Ａ重油",7.3999999999999996E-2,"（ｋｇ－Ｎ2Ｏ／ｋｌ）"]
[null," （３）Ｂ重油又はＣ重油",7.9000000000000001E-2,"（ｋｇ－Ｎ2Ｏ／ｋｌ）"]
[" ト：麻酔剤（笑気ガス）の使用に伴う排出",null," －",null,null,null," 総排出量算定期間において麻酔剤として使用された一酸化二窒素の量"]
[" チ：家畜のふん尿処理等に伴う排出"]
[null," （１）牛",1.61,"（ｋｇ－Ｎ2Ｏ／頭・年）","\n",null," 総排出量算定期間において飼養された家畜の平均的な頭・羽数\n"]
[null," （２）豚",0.56000000000000005,"（ｋｇ－Ｎ2Ｏ／頭・年）"]
[null," （３）鶏",2.93E-2,"（ｋｇ－Ｎ2Ｏ／羽・年）"]
[" リ：耕地に使用された化学肥料からの排出"]
[null," （１）畑",9.74,"（ｋｇ－Ｎ2Ｏ／ｔ－Ｎ）",null,null," 総排出量算定期間において耕地で使用された化学肥料に含まれる窒素の量"]
[null," （２）水田",4.87,"（ｋｇ－Ｎ2Ｏ／ｔ－Ｎ）"]
[" 三号  一酸化二窒素（N2O）（つづき）"]
[" ヌ：農作物の栽培に使用された肥料からの排出"]
[null," （１）野菜",9.74,"（ｋｇ－Ｎ2Ｏ／ｔ－Ｎ）","\n\n",null," 総排出量算定期間において当該農作物の栽培のために使用された肥料（化学肥料を除く。）に含まれる窒素の量\n\n"]
[null," （２）水稲",4.87,"（ｋｇ－Ｎ2Ｏ／ｔ－Ｎ）"]
[null," （３）果樹",9.74,"（ｋｇ－Ｎ2Ｏ／ｔ－Ｎ）"]
[null," （４）茶樹",45.6,"（ｋｇ－Ｎ2Ｏ／ｔ－Ｎ）"]
[null," （５）ばれいしょ",9.74,"（ｋｇ－Ｎ2Ｏ／ｔ－Ｎ）"]
[null," （６）飼料作物",9.74,"（ｋｇ－Ｎ2Ｏ／ｔ－Ｎ）"]
[" ル：放牧地における牛のふん尿からの排出",null,0.18,"（ｋｇ－Ｎ2Ｏ／頭・年）",null,null," 総排出量算定期間において放牧された牛の平均的な頭数"]
[" ヲ：農業活動に伴う殻・わらの焼却による排出"]
[null," （１）殻",5.7000000000000003E-5,"（ｋｇ－Ｎ2Ｏ／ｔ－Ｎ）",null,null," 総排出量算定期間において焼却された当該植物性の殻・わらの量"]
[null," （２）わら",5.7000000000000003E-5,"（ｋｇ－Ｎ2Ｏ／ｔ－Ｎ）"]
[" ワ：下水又はし尿の処理に伴う排出"]
[null," （１）終末処理場",1.6000000000000001E-4,"（ｋｇ－Ｎ2Ｏ／ｍ3 ）","\n",null," 総排出量当該処理施設において算定期間に処理された下水又はし尿の量\n"]
[null," （２）し尿処理施設",9.3000000000000005E-4,"（ｋｇ－Ｎ2Ｏ／ｍ3 ）"]
[" カ：浄化槽によるし尿及び雑排水の処理に伴う排出",null,2.3E-2,"（ｋｇ－Ｎ2Ｏ／人）",null,null," 総排出量算定期間における浄化槽の処理対象人員"]
[" ヨ：一般廃棄物の焼却に伴う排出"]
[null," （１）連続燃焼式焼却施設",5.67E-2,"（ｋｇ－Ｎ2Ｏ／ｔ）","\n",null," 総排出量算定期間に当該施設にて焼却された一般廃棄物の量（湿重量ベース）\n"]
[null," （２）准連続燃焼式焼却施設",5.3900000000000003E-2,"（ｋｇ－Ｎ2Ｏ／ｔ）"]
[null," （３）バッチ燃焼式焼却施設",7.2400000000000006E-2,"（ｋｇ－Ｎ2Ｏ／ｔ）"]
[" タ：産業廃棄物の焼却に伴う排出"]
[null," （１）紙くず又は木くず",0.01,"（ｋｇ－Ｎ2Ｏ／ｔ）","\n\n",null," 総排出量算定期間に焼却された産業廃棄物のうちの紙くず又は木くずの量（湿重量ベース）"]
[null," （２）廃油",9.7999999999999997E-3,"（ｋｇ－Ｎ2Ｏ／ｔ）",null,null," 総排出量算定期間に焼却された産業廃棄物のうちの廃油の量（湿重量ベース）"]
[null," （３）廃プラスチック類",0.17,"（ｋｇ－Ｎ2Ｏ／ｔ）",null,null," 総排出量算定期間に焼却された産業廃棄物のうちの廃プラスチック類の量（湿重量ベース）"]
[null," （４）下水汚泥",1.0900000000000001,"（ｋｇ－Ｎ2Ｏ／ｔ）",null,null," 総排出量算定期間に焼却された産業廃棄物のうちの下水汚泥の量（湿重量ベース）"]
[null," （５）汚泥（下水汚泥を除く）",0.45,"（ｋｇ－Ｎ2Ｏ／ｔ）",null,null," 総排出量算定期間に焼却された産業廃棄物のうちの汚泥の量（湿重量ベース）"]
[" レ：その他"]
[" 四号  ハイドロフルオロカーボン類（HFCs）"]
[" イ：自動車用エアコンディショナー使用時の排出",null,0.01," （ｋｇＨＦＣ／台・年）",null,null," 総排出量算定期間において使用に供された自動車用エアコンディショナーの台数（当該物質が封入されたもの）"]
[" ロ：自動車用エアコンディショナー廃棄時の排出",null," －",null,null,null," 総排出量算定期間において廃棄された自動車用エアコンディショナーに封入された当該物質の量から回収・適正処理された量を控除した量"]
[" ハ：噴霧器、消火器の使用又は廃棄に伴う排出"]
[null," （１）噴霧器"," －",null,null,null," 総排出量算定期間において噴霧器の使用又は廃棄に伴い排出された当該物質の量"]
[null," （２）消火剤"," －",null,null,null," 総排出量算定期間において消火剤の使用又は廃棄に伴い排出された当該物質の量"]
[" ニ：その他"]
[" 五号  パーフルオロカーボン類（PFCs）"]
[" イ：その他"]
[" 六号  六ふっ化硫黄（SF6）"]
["イ：六ふっ化硫黄が封入された電気機械器具の使用時の排出",null,1E-3," (ｋｇＳＦ6／ｋｇＳＦ6・年)","\n",null," 総排出量算定期間において使用に供された電気機械器具に封入された六ふっ化硫黄の量"]
["ロ：六ふっ化硫黄が封入された電気機械器具の点検時の排出",null," －",null,null,null," 総排出量算定期間において電気機械器具の点検に伴い排出された六ふっ化硫黄の量"]
["ハ：六ふっ化硫黄が封入された電気機械器具の廃棄時の排出",null," －",null,null,null," 総排出量算定期間において廃棄された電気機械器具に封入されていた六ふっ化硫黄の量から回収・適正処理された量を控除した量"]
[" ニ：その他"]

{"sheet":"一次処理電力使用量","index":10,"n_rows":12,"n_cols":4,"rows_kept":12,"cut":false,"hidden":true,"merged":[]}
["R4年度業務における地域整備課提供資料"]
[]
[null,"汚水処理方式","電力使用量（kWh/日）","電力使用量（kWh/年/人）"]
[null,"JARUS-Ⅰ型",392.05,{"$f":"C4*365/700","v":204.42607142857142}]
[null,"JARUS-Ⅲ型",337.25,{"$f":"C5*365/700","v":175.85178571428571}]
[null,"JARUS-Ⅺ型",309.68,{"$f":"C6*365/700","v":161.476}]
[null,"JARUS-ⅩⅣ型",274.55,{"$f":"C7*365/700","v":143.15821428571428}]
[null,"生物膜法","-",{"$f":"(D4+D5)/2","v":190.13892857142855}]
[null,"浮遊生物法","-",{"$f":"(D6+D7)/2","v":152.31710714285714}]
[null,"その他、または設置機器が不明",328.4,{"$f":"C10*365/700","v":171.23714285714283}]
[null,"※処理人数は700人規模を想定しているが、処理人数が増えるとばっ気ブロワの台数が増えると考えられる。"]
[null,"※本検討では各型の電力使用量に計画処理人数を乗じて700人で割ることとする。"]

{"sheet":"一次処理活動量","index":11,"n_rows":10,"n_cols":6,"rows_kept":10,"cut":false,"hidden":true,"merged":[]}
["農業集落排水汚泥利用マニュアル"]
[null,null,null,"単位：％"]
[null,"型式","処理方法","濃縮後含水率","1000人規模の施設の場合の汚泥の乾物重量","強熱減量"]
[null,"JARUS-Ⅰ型","生物膜法",98,13.5,0.67500000000000004]
[null,"JARUS-Ⅲ型","生物膜法",98,13.5,0.67500000000000004]
[null,"JARUS-Ⅺ型","浮遊生物法",98.5,21.6,0.76800000000000002]
[null,"JARUS-ⅩⅣ型","浮遊生物法",98.5,21.6,0.76800000000000002]
[null,"生物膜法","生物膜法",98,13.5,0.67500000000000004]
[null,"浮遊生物法","浮遊生物法",98.5,21.6,0.76800000000000002]
[null,"その他、または設置機器が不明","中間",{"$f":"98.25","v":98.25},{"$f":"(E5+E6)/2","v":17.55},{"$f":"(F5+F6)/2","v":0.72150000000000003}]

{"sheet":"し尿処理施設推定式","index":12,"n_rows":12,"n_cols":31,"rows_kept":12,"cut":false,"hidden":true,"merged":[]}
[null,null,null,"汚水処理方式","嫌気","好気","好希釈","好一段","好二段","標脱","湿式酸化","高負荷","膜分離","焼却","下水投入","浄化槽専用","一次処理","その他"]
[null,null,null,"推定式係数","a1","a2","a3","a4","a5","a6","a7","a8","a9","a10","a11","a12","a13","a14",null,null,null,null,"切片","X（年間処理量,kL）","累乗"]
[null,null,"電力使用量の推定式","係数",-447.25200000000001,338.64,-204.697,411.483,303.09100000000001,731.95799999999997,1650.135,692.79,423.42,-86.245000000000005,-487.88900000000001,-174.249,-712.78099999999995,-165.34399999999999,null,null,null,null,1731.7570000000001,null,0.626]
[]
[null,null,null,"汚泥処理方式",null,null,null,null,null,null,null,null,null,null,null,null,null,null,"焼却","脱水","乾燥","焼却"]
[null,null,null,"推定式係数",null,null,null,null,null,null,null,null,null,null,null,null,null,null,"w10","e1","e2","e3","切片","X（年間処理量,kL）","累乗"]
[null,null,"燃料使用によるCO2排出量推定式","係数",null,null,null,null,null,null,null,null,null,null,null,null,null,null,2.3086000000000002,-1.034,0.95240000000000002,0.81320000000000003,1.2505999999999999,null,0.52910000000000001]
[]
[null,"施設名","汚水処理方式",null,"嫌気","好気","好希釈","好一段","好二段","標脱","湿式酸化","高負荷","膜分離","焼却","下水投入","浄化槽専用","一次処理","その他","焼却","脱水","乾燥","焼却",null,"X（年間処理量,kL）",null,"電力使用量(KWh）","年間処理量あたりの電力使用量（KWh/㎥）","焼却以外の燃料使用量に伴うGHG（kg－CO2）","焼却以外の年間処理量あたりの燃料使用に伴うGHG（kg-CO2/㎥）","焼却の燃料使用量に伴うGHG（kg－CO2）","焼却の年間処理量あたりの燃料使用に伴うGHG（kg-CO2/㎥）"]
["現状",{"$f":"【入力】ユーザー入力シート!G$36","v":0},{"$f":"IF(B10=0,\"該当無し\",VLOOKUP($B10,し尿処理施設一覧!$E$7:$AI$881,18,FALSE))","v":"該当無し"},null,{"$f":"IF(【入力】ユーザー入力シート!#REF!=\"有\",1,COUNTIF($C10,\"*\"&E$1&\"*\"))*E$3","v":{"$error":"#REF!"}},{"$f":"IF(【入力】ユーザー入力シート!#REF!=\"有\",1,COUNTIF($C10,\"*\"&F$1&\"*\"))*F$3","v":{"$error":"#REF!"}},{"$f":"IF(【入力】ユーザー入力シート!#REF!=\"有\",1,COUNTIF($C10,\"*\"&G$1&\"*\"))*G$3","v":{"$error":"#REF!"}},{"$f":"IF(【入力】ユーザー入力シート!#REF!=\"有\",1,COUNTIF($C10,\"*\"&H$1&\"*\"))*H$3","v":{"$error":"#REF!"}},{"$f":"IF(【入力】ユーザー入力シート!#REF!=\"有\",1,COUNTIF($C10,\"*\"&I$1&\"*\"))*I$3","v":{"$error":"#REF!"}},{"$f":"IF(OR(【入力】ユーザー入力シート!#REF!=\"有\",C10=\"該当無し\"),1,COUNTIF($C10,\"*\"&J$1&\"*\"))*J$3","v":{"$error":"#REF!"}},{"$f":"IF(【入力】ユーザー入力シート!#REF!=\"有\",1,COUNTIF($C10,\"*\"&K$1&\"*\"))*K$3","v":{"$error":"#REF!"}},{"$f":"IF(【入力】ユーザー入力シート!#REF!=\"有\",1,COUNTIF($C10,\"*\"&L$1&\"*\"))*L$3","v":{"$error":"#REF!"}},{"$f":"IF(【入力】ユーザー入力シート!#REF!=\"有\",1,COUNTIF($C10,\"*\"&M$1&\"*\"))*M$3","v":{"$error":"#REF!"}},{"$f":"IF(【入力】ユーザー入力シート!#REF!=\"有\",1,COUNTIF($C10,\"*\"&N$1&\"*\"))*N$3","v":{"$error":"#REF!"}},{"$f":"IF(【入力】ユーザー入力シート!#REF!=\"有\",1,COUNTIF($C10,\"*\"&O$1&\"*\"))*O$3","v":{"$error":"#REF!"}},{"$f":"IF(【入力】ユーザー入力シート!#REF!=\"有\",1,COUNTIF($C10,\"*\"&P$1&\"*\"))*P$3","v":{"$error":"#REF!"}},{"$f":"IF(【入力】ユーザー入力シート!#REF!=\"有\",1,COUNTIF($C10,\"*\"&Q$1&\"*\"))*Q$3","v":{"$error":"#REF!"}},{"$f":"IF(【入力】ユーザー入力シート!#REF!=\"有\",1,COUNTIF($C10,\"*\"&R$1&\"*\"))*R$3","v":{"$error":"#REF!"}},{"$f":"IF(【入力】ユーザー入力シート!#REF!=\"有\",1,COUNTIF($C10,\"*\"&S$5&\"*\"))*S$7","v":{"$error":"#REF!"}},{"$f":"IF(【入力】ユーザー入力シート!$G27=\"有\",T$7,0)","v":0},{"$f":"IF(【入力】ユーザー入力シート!$G29=\"有\",U$7,0)","v":0},{"$f":"IF(AND(【入力】ユーザー入力シート!#REF!=\"有\",【入力】ユーザー入力シート!#REF!<>\"焼却施設\"),V$7,0)","v":{"$error":"#REF!"}},null,{"$f":"IF(【出力・現況】GHG排出量算定シート!J$11<>\"し尿処理施設\",年間処理量の推定値!$G$9,IF(AND(B10=0,【入力】ユーザー入力シート!#REF!=0),し尿処理施設一覧!J$884,IF(【入力】ユーザー入力シート!#REF!=0,VLOOKUP($B10,し尿処理施設一覧!$E$7:$AI$881,6,FALSE),【入力】ユーザー入力シート!#REF!)))","v":0},null,{"$f":"SUM(E10:R10,$W$3)*$X10^$Y$3","v":{"$error":"#REF!"}},{"$f":"Z10/X10","v":{"$error":"#REF!"}},{"$f":"SUM(S10:U10,$W$7)*$X10^$Y$7*1000","v":{"$error":"#REF!"}},{"$f":"IF(【出力・現況】GHG排出量算定シート!J$11<>\"し尿処理施設\",AB10/X10/3,AB10/X10)","v":{"$error":"#REF!"}},{"$f":"V10*($X10^$Y$7)*1000","v":{"$error":"#REF!"}},{"$f":"AD10/X10","v":{"$error":"#REF!"}}]
["比較対象1",{"$f":"【入力】ユーザー入力シート!G$36","v":0},{"$f":"IF(B11=0,\"該当無し\",VLOOKUP($B11,し尿処理施設一覧!$E$7:$AI$881,18,FALSE))","v":"該当無し"},null,{"$f":"IF(【入力】ユーザー入力シート!#REF!=\"有\",1,COUNTIF($C11,\"*\"&E$1&\"*\"))*E$3","v":{"$error":"#REF!"}},{"$f":"IF(【入力】ユーザー入力シート!#REF!=\"有\",1,COUNTIF($C11,\"*\"&F$1&\"*\"))*F$3","v":{"$error":"#REF!"}},{"$f":"IF(【入力】ユーザー入力シート!#REF!=\"有\",1,COUNTIF($C11,\"*\"&G$1&\"*\"))*G$3","v":{"$error":"#REF!"}},{"$f":"IF(【入力】ユーザー入力シート!#REF!=\"有\",1,COUNTIF($C11,\"*\"&H$1&\"*\"))*H$3","v":{"$error":"#REF!"}},{"$f":"IF(【入力】ユーザー入力シート!#REF!=\"有\",1,COUNTIF($C11,\"*\"&I$1&\"*\"))*I$3","v":{"$error":"#REF!"}},{"$f":"IF(OR(【入力】ユーザー入力シート!#REF!=\"有\",C11=\"該当無し\"),1,COUNTIF($C11,\"*\"&J$1&\"*\"))*J$3","v":{"$error":"#REF!"}},{"$f":"IF(【入力】ユーザー入力シート!#REF!=\"有\",1,COUNTIF($C11,\"*\"&K$1&\"*\"))*K$3","v":{"$error":"#REF!"}},{"$f":"IF(【入力】ユーザー入力シート!#REF!=\"有\",1,COUNTIF($C11,\"*\"&L$1&\"*\"))*L$3","v":{"$error":"#REF!"}},{"$f":"IF(【入力】ユーザー入力シート!#REF!=\"有\",1,COUNTIF($C11,\"*\"&M$1&\"*\"))*M$3","v":{"$error":"#REF!"}},{"$f":"IF(【入力】ユーザー入力シート!#REF!=\"有\",1,COUNTIF($C11,\"*\"&N$1&\"*\"))*N$3","v":{"$error":"#REF!"}},{"$f":"IF(【入力】ユーザー入力シート!#REF!=\"有\",1,COUNTIF($C11,\"*\"&O$1&\"*\"))*O$3","v":{"$error":"#REF!"}},{"$f":"IF(【入力】ユーザー入力シート!#REF!=\"有\",1,COUNTIF($C11,\"*\"&P$1&\"*\"))*P$3","v":{"$error":"#REF!"}},{"$f":"IF(【入力】ユーザー入力シート!#REF!=\"有\",1,COUNTIF($C11,\"*\"&Q$1&\"*\"))*Q$3","v":{"$error":"#REF!"}},{"$f":"IF(【入力】ユーザー入力シート!#REF!=\"有\",1,COUNTIF($C11,\"*\"&R$1&\"*\"))*R$3","v":{"$error":"#REF!"}},{"$f":"IF(【入力】ユーザー入力シート!#REF!=\"有\",1,COUNTIF($C11,\"*\"&S$5&\"*\"))*S$7","v":{"$error":"#REF!"}},{"$f":"IF(【出力・比較対象1】GHG排出量算定シート!I$11=\"有\",T$7,0)","v":{"$error":"#REF!"}},{"$f":"IF(【出力・比較対象1】GHG排出量算定シート!I$13=\"有\",U$7,0)","v":{"$error":"#REF!"}},{"$f":"IF(AND(【出力・比較対象1】GHG排出量算定シート!I$15=\"有\",【出力・比較対象1】GHG排出量算定シート!J$15<>\"焼却施設\"),V$7,0)","v":{"$error":"#REF!"}},null,{"$f":"IF(【出力・比較対象1】GHG排出量算定シート!J$11<>\"し尿処理施設\",年間処理量の推定値!$G$9,IF(AND(B11=0,【入力】ユーザー入力シート!#REF!=0),し尿処理施設一覧!J$884,IF(【入力】ユーザー入力シート!#REF!=0,VLOOKUP($B11,し尿処理施設一覧!$E$7:$AI$881,6,FALSE),【入力】ユーザー入力シート!#REF!)))","v":{"$error":"#N/A"}},null,{"$f":"SUM(E11:R11,$W$3)*$X11^$Y$3","v":{"$error":"#REF!"}},{"$f":"Z11/X11","v":{"$error":"#REF!"}},{"$f":"SUM(S11:U11,$W$7)*$X11^$Y$7*1000","v":{"$error":"#REF!"}},{"$f":"IF(【出力・比較対象1】GHG排出量算定シート!J$11<>\"し尿処理施設\",AB11/X11/3,AB11/X11)","v":{"$error":"#N/A"}},{"$f":"V11*($X11^$Y$7)*1000","v":{"$error":"#REF!"}},{"$f":"AD11/X11","v":{"$error":"#REF!"}}]
["比較対象2",{"$f":"【入力】ユーザー入力シート!G$36","v":0},{"$f":"IF(B12=0,\"該当無し\",VLOOKUP($B12,し尿処理施設一覧!$E$7:$AI$881,18,FALSE))","v":"該当無し"},null,{"$f":"IF(【入力】ユーザー入力シート!#REF!=\"有\",1,COUNTIF($C12,\"*\"&E$1&\"*\"))*E$3","v":{"$error":"#REF!"}},{"$f":"IF(【入力】ユーザー入力シート!#REF!=\"有\",1,COUNTIF($C12,\"*\"&F$1&\"*\"))*F$3","v":{"$error":"#REF!"}},{"$f":"IF(【入力】ユーザー入力シート!#REF!=\"有\",1,COUNTIF($C12,\"*\"&G$1&\"*\"))*G$3","v":{"$error":"#REF!"}},{"$f":"IF(【入力】ユーザー入力シート!#REF!=\"有\",1,COUNTIF($C12,\"*\"&H$1&\"*\"))*H$3","v":{"$error":"#REF!"}},{"$f":"IF(【入力】ユーザー入力シート!#REF!=\"有\",1,COUNTIF($C12,\"*\"&I$1&\"*\"))*I$3","v":{"$error":"#REF!"}},{"$f":"IF(OR(【入力】ユーザー入力シート!#REF!=\"有\",C12=\"該当無し\"),1,COUNTIF($C12,\"*\"&J$1&\"*\"))*J$3","v":{"$error":"#REF!"}},{"$f":"IF(【入力】ユーザー入力シート!#REF!=\"有\",1,COUNTIF($C12,\"*\"&K$1&\"*\"))*K$3","v":{"$error":"#REF!"}},{"$f":"IF(【入力】ユーザー入力シート!#REF!=\"有\",1,COUNTIF($C12,\"*\"&L$1&\"*\"))*L$3","v":{"$error":"#REF!"}},{"$f":"IF(【入力】ユーザー入力シート!#REF!=\"有\",1,COUNTIF($C12,\"*\"&M$1&\"*\"))*M$3","v":{"$error":"#REF!"}},{"$f":"IF(【入力】ユーザー入力シート!#REF!=\"有\",1,COUNTIF($C12,\"*\"&N$1&\"*\"))*N$3","v":{"$error":"#REF!"}},{"$f":"IF(【入力】ユーザー入力シート!#REF!=\"有\",1,COUNTIF($C12,\"*\"&O$1&\"*\"))*O$3","v":{"$error":"#REF!"}},{"$f":"IF(【入力】ユーザー入力シート!#REF!=\"有\",1,COUNTIF($C12,\"*\"&P$1&\"*\"))*P$3","v":{"$error":"#REF!"}},{"$f":"IF(【入力】ユーザー入力シート!#REF!=\"有\",1,COUNTIF($C12,\"*\"&Q$1&\"*\"))*Q$3","v":{"$error":"#REF!"}},{"$f":"IF(【入力】ユーザー入力シート!#REF!=\"有\",1,COUNTIF($C12,\"*\"&R$1&\"*\"))*R$3","v":{"$error":"#REF!"}},{"$f":"IF(【入力】ユーザー入力シート!#REF!=\"有\",1,COUNTIF($C12,\"*\"&S$5&\"*\"))*S$7","v":{"$error":"#REF!"}},{"$f":"IF(【出力・比較対象2】GHG排出量算定シート!I$11=\"有\",T$7,0)","v":{"$error":"#REF!"}},{"$f":"IF(【出力・比較対象2】GHG排出量算定シート!I$13=\"有\",U$7,0)","v":{"$error":"#REF!"}},{"$f":"IF(AND(【出力・比較対象2】GHG排出量算定シート!I$15=\"有\",【出力・比較対象2】GHG排出量算定シート!J$15<>\"焼却施設\"),V$7,0)","v":{"$error":"#REF!"}},null,{"$f":"IF(【出力・比較対象2】GHG排出量算定シート!J$11<>\"し尿処理施設\",年間処理量の推定値!$G$9,IF(AND(B12=0,【入力】ユーザー入力シート!#REF!=0),し尿処理施設一覧!J$884,IF(【入力】ユーザー入力シート!#REF!=0,VLOOKUP($B12,し尿処理施設一覧!$E$7:$AI$881,6,FALSE),【入力】ユーザー入力シート!#REF!)))","v":{"$error":"#N/A"}},null,{"$f":"SUM(E12:R12,$W$3)*$X12^$Y$3","v":{"$error":"#REF!"}},{"$f":"Z12/X12","v":{"$error":"#REF!"}},{"$f":"SUM(S12:U12,$W$7)*$X12^$Y$7*1000","v":{"$error":"#REF!"}},{"$f":"IF(【出力・比較対象2】GHG排出量算定シート!J$11<>\"し尿処理施設\",AB12/X12/3,AB12/X12)","v":{"$error":"#N/A"}},{"$f":"V12*($X12^$Y$7)*1000","v":{"$error":"#REF!"}},{"$f":"AD12/X12","v":{"$error":"#REF!"}}]

{"sheet":"年間処理量の推定値","index":13,"n_rows":9,"n_cols":7,"rows_kept":9,"cut":false,"hidden":true,"merged":[[1,1,4,6]]}
[]
[null,"農業集落排水施設で脱水や乾燥工程が行われた場合においてもし尿処理施設の推定式を用いるため、何らかの仮定に基づきし尿処理施設の年間処理量を用いる必要がある。ここでは農業集落排水施設の実績処理人口分がし尿処理施設で処理されたと仮定した場合の年間処理量を使用することで年間処理量を算定する。"]
[]
[]
[]
[]
[null,"農業集落排水施設の実績値処理人口","一般的なし尿処理施設のし尿の割合","一般的なし尿処理施設の浄化槽汚泥の割合","し尿発生量原単位（L/人/日）","浄化槽汚泥発生量原単位（L/人/日）","し尿処理施設に来ると仮定した場合の汚泥量の推定値（㎥/年）"]
[null,null,0.33,0.67,2.83,1.7]
[null,{"$f":"【入力】ユーザー入力シート!G13","v":0},{"$f":"$B9*C$8","v":0},{"$f":"$B9*D$8","v":0},{"$f":"C9*E$8*365","v":0},{"$f":"D9*F$8*365","v":0},{"$f":"(E9+F9)/1000","v":0}]

{"sheet":"し尿処理施設一覧","index":14,"n_rows":884,"n_cols":36,"rows_kept":884,"cut":false,"hidden":true,"merged":[[1,5,2,9],[3,8,4,8],[3,10,4,10],[3,11,4,11],[3,12,4,12],[3,13,4,13],[1,21,2,24],[3,14,4,14],[3,15,4,15],[1,10,2,16],[1,17,2,18],[1,30,4,30],[1,31,4,31],[1,34,5,34],[1,28,4,28],[1,29,4,29],[1,32,5,32],[1,33,5,33],[1,0,5,0],[1,1,5,1],[1,2,5,2],[1,3,5,3],[1,4,5,4],[1,27,5,27],[3,5,4,5],[3,6,4,6],[3,16,5,16],[3,17,5,17],[3,18,4,18],[3,25,4,25],[3,26,4,26],[4,22,5,22],[3,19,5,19],[3,20,4,20],[4,24,5,24],[1,19,2,20],[3,21,5,21],[3,23,5,23],[3,7,4,7]]}
["し尿処理施設・汚泥再生処理センター（R4）"]
["都道府県名","地方公共団体コード","施設コード","地方公共団体名","施設名称","年間処理量",null,null,null,null,"資源化物量",null,null,null,null,null,null,"脱水汚泥の直接埋立",null,"脱水汚泥の焼却",null,"処理方式",null,null,null,"メタン発酵の場合",null,"ごみ処理事業実施方式","処理能力","処理能力\n（有機性廃棄物）","資源化能力","計画メタンガス（バイオガス）量","使用開始年度","運転管理体制","施設の改廃"]
[]
[null,null,null,null,null,"し尿","浄化槽汚泥","有機性廃棄物","その他",null,"メタン発酵","堆肥化","リン回収","助燃剤製造","炭化","その他","資源化物量の区分","直接埋立の有無","埋立量","焼却の有無","焼却量","汚水処理",null,"汚泥処理",null,"メタンガス発熱量","メタンガス利用方法"]
[null,null,null,null,null,null,null,null,null,"合計",null,null,null,null,null,null,null,null,null,null,null,null,"その他（具体的）",null,"その他（具体的）"]
[null,null,null,null,null,"(kl/年度)","(kl/年度)","(t/年度)","(kl/年度)","(kl/年度)","(t/年)","(t/年)","(t/年)","(t/年)","(t/年)","(t/年)",null,null,"（t/年度)",null,"（t/年度)",null,null,null,null,"（kJ/㎥N）",null,null,"(kL/日)","(t/日)","(t/日)","(㎥/日)"]
["北海道","01202","0120002","函館市","函館市し尿処理場",43977,4336,null,null,{"$f":"SUM(F7:I7)","v":48313},null,null,null,null,null,null,null,"直接埋立無し",null,"焼却無し",null,"下水投入, その他",null,"その他",null,null,null,"③DB（公設公営、運転委託）",244,0,0,0,1983,"委託",null,"01-1-202-08-001"]
["北海道","01206","0120006","釧路市","大楽毛下水終末処理場　し尿・浄化槽汚泥等受入施設",13780.6,4799,null,null,{"$f":"SUM(F8:I8)","v":18579.599999999999},null,null,null,null,null,null,"資源化物の生産量","直接埋立無し",null,"焼却無し",null,"一次処理",null,"脱水",null,null,null,"④DB+M（公設公営、維持管理のみ委託）",80.400000000000006,0,0,0,2013,"委託",null,"01-1-206-08-002"]
["北海道","01209","0120198","夕張市","夕張市汚泥再生処理センター",4387,2197,3,null,6587,null,null,null,null,null,null,"資源化物の生産量","直接埋立有り",210,"焼却無し",null,"膜分離",null,"脱水",null,null,null,"③DB（公設公営、運転委託）",25,0.4,0,0,2015,"委託",null,"01-1-209-08-002"]
["北海道","01211","0120010","網走市","網走市二見ヶ岡クリーンセンター",817,1391,null,null,2208,null,null,null,null,null,null,null,"直接埋立有り",7,"焼却無し",null,"下水投入, 一次処理",null,"脱水",null,null,null,"①DB（公設公営、直営）",20,0,0,0,1994,"委託",null,"01-1-211-08-001"]
["北海道","01213","0120011","苫小牧市","苫小牧市し尿処理施設(浄化槽汚泥・雑排水・し尿投入槽)",11172,3639,null,null,14811,null,null,null,null,null,null,null,null,null,null,null,"下水投入",null,"焼却",null,null,null,"③DB（公設公営、運転委託）",170,0,0,0,1984,"委託",null,"01-1-213-08-001"]
["北海道","01214","0120012","稚内市","汚泥投入共同処理施設",767,3108,null,null,3875,null,null,null,null,null,null,null,"直接埋立無し",null,"焼却無し",null,"好希釈, 膜分離, 下水投入",null,"脱水, 焼却",null,null,null,"⑥その他公設公営",20,0,0,0,2003,"委託",null,"01-1-214-08-001"]
["北海道","01215","0120013","美唄市","美唄市し尿処理場",0,0,0,0,0,null,null,null,null,null,null,null,"直接埋立無し",null,"焼却無し",null,"好気",null,"脱水",null,null,null,"①DB（公設公営、直営）",55,0,0,0,1979,"直営","休止","01-1-215-08-001"]
["北海道","01220","0120015","士別市","士別市下水処理場し尿処理施設",1065.6199999999999,2172.71,null,null,3238.33,null,null,null,null,null,null,null,"直接埋立無し",null,"焼却無し",null,"一次処理",null,"脱水",null,null,null,"①DB（公設公営、直営）",25,0,3.4,0,1991,"委託",null,"01-1-220-08-001"]
["北海道","01222","0120016","三笠市","三笠市し尿処理場",1704,292,null,null,1996,null,null,null,null,null,null,null,"直接埋立無し",null,"焼却無し",null,"下水投入",null,"その他",null,null,null,"③DB（公設公営、運転委託）",30,0,0,0,1978,"委託",null,"01-1-222-08-001"]
["北海道","01224","0120018","千歳市","千歳市汚水投入施設",1823,1577,null,318,3718,null,null,null,null,null,null,null,"直接埋立無し",null,"焼却無し",null,"下水投入",null,"その他",null,null,null,"③DB（公設公営、運転委託）",28,0,0,0,1993,"委託",null,"01-1-224-08-001"]
["北海道","01227","0120019","歌志内市","歌志内市衛生センター",0,0,0,0,0,null,null,null,null,null,null,null,"直接埋立有り",0,"焼却無し",null,"高負荷",null,"脱水",null,null,null,null,15,0,0,0,1989,"委託","休止","01-1-227-08-001"]
["北海道","01231","0120020","恵庭市","恵庭市生ごみ・し尿処理場",2704.95,1595.9,2823.63,0,7124.4800000000005,null,null,null,null,null,null,"資源化物の生産量","直接埋立無し",null,"焼却無し",null,"下水投入, 一次処理",null,"その他",null,null,"外部搬出利用（発電利用）","③DB（公設公営、運転委託）",15,18,11,"不明",1989,"委託",null,"01-1-231-08-001"]
["北海道","01234","0120200","北広島市","アクアバイオマスセンター北広島",6239,3925,2076,null,12240,76,146,null,null,null,null,"資源化物の生産量","直接埋立無し",null,"焼却無し",null,"嫌気",null,"脱水, 乾燥",null,null,"所内利用（熱利用）","④DB+M（公設公営、維持管理のみ委託）",56,17,1,540,2011,"一部委託",null,"01-1-234-08-001"]
["北海道","01345","0120022","森町","森町衛生センター",13405,825,null,null,14230,null,272,null,null,null,null,"資源化物の生産量","直接埋立無し",null,"焼却無し",null,"嫌気",null,"脱水",null,null,null,"①DB（公設公営、直営）",70,0,0,0,1975,"直営",null,"01-1-345-08-001"]
["北海道","01371","0120024","せたな町","北檜山下水処理場",2967,559,null,null,3526,null,null,null,null,null,null,null,"直接埋立無し",null,"焼却無し",null,"好一段",null,"脱水",null,null,null,"③DB（公設公営、運転委託）",16.2,0,0,0,2012,"委託",null,"01-1-371-08-001"]
["北海道","01459","0120025","美瑛町","美瑛町浄化センター",217,null,null,null,217,null,null,null,null,null,null,null,"直接埋立無し",null,"焼却無し",null,"嫌気, 下水投入",null,"脱水",null,null,null,"①DB（公設公営、直営）",25,0,0.5,325,1979,"直営",null,"01-1-459-08-001"]
["北海道","01517","0120066","礼文町","礼文町衛生センター　し尿一次処理施設",381,496,null,null,877,null,null,null,null,null,null,null,"直接埋立無し",null,"施設外焼却",7,"一次処理",null,"その他",null,null,null,"①DB（公設公営、直営）",12,0,0,0,2000,"直営",null,"01-1-517-08-001"]
["北海道","01518","0120027","利尻町","利尻島し尿前処理施設",95,248,0,0,343,null,null,null,null,null,null,null,"直接埋立無し",null,"焼却無し",null,"一次処理",null,"その他",null,null,null,"①DB（公設公営、直営）",21,0,0,0,2012,"委託",null,"01-1-518-08-001"]
["北海道","01647","0120219","足寄町","し尿処理場",0,0,0,0,0,null,null,null,null,null,null,null,"直接埋立無し",null,"焼却無し",null,"高負荷",null,"脱水",null,null,null,null,50,0,1.53,0,1970,"直営","休止","01-1-647-08-001"]
["北海道","01663","0120030","浜中町","浜中町衛生センター",1635.2,773.2,null,null,2408.4,null,null,null,null,null,null,null,"直接埋立無し",null,"焼却無し",null,"高負荷",null,"焼却",null,null,null,"③DB（公設公営、運転委託）",7.1,0,0,0,1989,"委託",null,"01-1-663-08-001"]
["北海道","01691","0120031","別海町","別海町し尿処理場",2753,2523,null,null,5276,null,null,null,null,null,null,null,"直接埋立有り",57,"施設外焼却",8,"嫌気",null,"脱水",null,null,null,"④DB+M（公設公営、維持管理のみ委託）",20,0,0,0,1980,"委託",null,"01-1-691-08-001"]
["北海道","01810","0120032","北後志衛生施設組合","北後志衛生施設組合北後志衛生センター",10828,4658,null,null,15486,null,null,null,null,null,null,null,"直接埋立無し",null,"焼却無し",null,"嫌気, 好希釈",null,"脱水",null,null,null,"②DB（公設公営、一部運転委託）",80,0,0,0,1969,"一部委託",null,"01-2-039-08-001"]
["北海道","01819","0120033","名寄地区衛生施設事務組合","衛生センター",1404,2757,0,0,4161,null,null,null,null,null,null,null,"直接埋立無し",null,"施設内焼却",162,"嫌気, 標脱",null,"脱水, 乾燥, 焼却",null,null,null,"①DB（公設公営、直営）",70,0,0,0,1979,"直営",null,"01-2-042-08-001"]
["北海道","01823","0120035","富良野広域連合","環境衛生センター",5052,4408,436,null,9896,null,null,null,null,null,null,"資源化物の生産量","直接埋立無し",null,"焼却無し",null,"標脱",null,"脱水",null,null,null,"①DB（公設公営、直営）",60,0,3,0,2002,"委託",null,"01-2-034-08-001"]
["北海道","01827","0120036","大雪浄化組合","大雪浄化センター",1427,3802,null,null,5229,null,null,null,null,null,null,null,"直接埋立無し",null,"施設内焼却",164,"高負荷",null,"脱水, 乾燥, 焼却",null,null,null,"①DB（公設公営、直営）",20,0,0.192,0,1991,"直営",null,"01-2-017-08-001"]
["北海道","01838","0120039","北空知衛生センター組合","汚泥再生処理施設",1621,5023,517,null,7161,null,null,null,null,null,null,"資源化物の排出量・売却量","直接埋立無し",null,"焼却無し",null,"高負荷, 膜分離, 下水投入",null,"脱水, 乾燥, 焼却",null,null,null,"②DB（公設公営、一部運転委託）",36,2.5,1.3,0,2000,"直営",null,"01-2-037-08-001"]
["北海道","01855","0120041","南部後志環境衛生組合","南部後志環境衛生センター",2299,2567,null,null,4866,null,null,null,null,null,null,"資源化物の生産量","直接埋立無し",null,"施設内焼却",45,"その他",null,"焼却",null,null,null,"⑦DB+O（公設民営、長期包括運営委託）",25,0,0,0,1996,"委託",null,"01-2-030-08-001"]
["北海道","01865","0120045","羊蹄山麓環境衛生組合","羊蹄衛生センター",4289,6203,null,null,10492,null,200,null,null,null,null,"資源化物の生産量","直接埋立無し",null,"焼却無し",null,"嫌気, 好気",null,"脱水",null,null,"所内利用（熱利用）","①DB（公設公営、直営）",75,0,23,600,1969,"直営",null,"01-2-043-08-001"]
["北海道","01868","0120046","南渡島衛生施設組合","南渡島衛生センター",17802,2105,null,null,19907,null,null,null,null,null,null,null,"直接埋立無し",null,"焼却無し",null,"下水投入",null,"その他",null,null,null,"①DB（公設公営、直営）",105,0,0,0,1978,"直営",null,"01-2-028-08-001"]
["北海道","01873","0120048","斜里郡3町終末処理事業組合","斜里郡3町終末処理事業組合し尿処理場",1199,2016,null,null,3215,null,null,null,null,null,115,"資源化物の排出量・売却量","直接埋立無し",null,"焼却無し",null,"好気",null,"脱水",null,null,null,"③DB（公設公営、運転委託）",16,0,2.25,0,2015,"委託",null,"01-2-011-08-001"]
["北海道","01875","0120049","西天北五町衛生施設組合","西天北クリーンセンター",1581,2012,794,715,5102,375,62,null,null,null,null,"資源化物の排出量・売却量","直接埋立無し",null,"焼却無し",null,"高負荷, 膜分離",null,"脱水, 乾燥",null,2040,"所内利用（熱利用）","⑨その他公設民営",20,5,8,500,2002,"委託",null,"01-2-014-08-001"]
["北海道","01885","0120218","十勝圏複合事務組合","浄化槽汚泥等受入施設",28281.7,20832.599999999999,null,null,49114.3,3679,null,null,null,null,3530,"資源化物の生産量","直接埋立無し",null,"焼却無し",null,"下水投入",null,"乾燥",null,20762,"所内利用（熱利用）","③DB（公設公営、運転委託）",170,0,68,9472,2018,"委託",null,"01-2-051-08-001"]
["北海道","01889","0120051","南部桧山衛生処理組合","南部桧山衛生処理場",11468,3362,null,null,14830,32903,445,null,null,null,null,"資源化物の生産量","直接埋立有り",3,"施設外焼却",442,"嫌気, 好気",null,"脱水, 焼却, その他",null,null,null,"①DB（公設公営、直営）",80,2,20,192,1972,"直営",null,"01-2-031-08-001"]
["北海道","01892","0120052","南宗谷衛生施設組合","南宗谷汚泥再生処理施設",1093,1911,588,1272,4864,964,180,null,null,null,null,"資源化物の生産量","直接埋立無し",null,"焼却無し",null,"高負荷, 膜分離",null,"脱水, 乾燥",null,null,"所内利用（発電利用）, 所内利用（熱利用）","⑤DBM（公設公営）",31,10,10.4,569.9,2003,"委託",null,"01-2-026-08-002"]
["北海道","01895","0120054","根室北部衛生組合","浄化センター",4252,4212,null,266,8730,65,null,null,null,null,null,"資源化物の生産量","直接埋立無し",null,"施設内焼却",168,"嫌気",null,"脱水, 焼却",null,null,"所内利用（熱利用）","①DB（公設公営、直営）",47,0,0,0,1971,"直営",null,"01-2-007-08-001"]
["北海道","01900","0120055","川上郡衛生処理組合","川上郡衛生処理組合し尿処理施設",4422,1731,null,null,6153,21400,90,null,null,null,null,"資源化物の生産量","直接埋立無し",null,"焼却無し",null,"嫌気, 好気",null,"脱水",null,null,"所内利用（熱利用）","①DB（公設公営、直営）",40,0,140,100,1973,"直営",null,"01-2-016-08-001"]
["北海道","01902","0120056","渡島西部広域事務組合","渡島西部衛生センター汚泥再生処理センター",16407,2120,50,null,18577,null,44,null,null,null,null,"資源化物の生産量","直接埋立無し",null,"焼却無し",null,"高負荷, 焼却",null,"脱水, 乾燥",null,null,null,"⑥その他公設公営",64,0,1,0,2014,"一部委託",null,"01-2-023-08-001"]
["北海道","01916","0120058","日高中部衛生施設組合","日高中部クリーンセンター",6456,2234,null,null,8690,null,null,null,null,null,null,null,"直接埋立無し",null,"焼却無し",null,"一次処理",null,"その他",null,null,null,"③DB（公設公営、運転委託）",37,0,0,0,1997,"委託",null,"01-2-032-08-001"]
["北海道","01919","0120059","遠軽地区広域組合","遠軽地区広域組合南兵村処理場",5776,2862,null,null,8638,null,null,null,null,null,null,null,"直接埋立無し",null,"焼却無し",null,"嫌気, 浄化槽専用",null,"脱水",null,null,null,"②DB（公設公営、一部運転委託）",65,0,0,0,1974,"直営",null,"01-2-004-08-001"]
["北海道","01932","0120060","胆振東部日高西部衛生組合","胆振東部日高西部衛生組合日胆衛生センター",7627,6389,null,null,14016,null,null,null,null,null,null,null,"直接埋立無し",null,"焼却無し",null,"好気",null,"脱水",null,null,null,"④DB+M（公設公営、維持管理のみ委託）",70,0,5,0,1974,"委託",null,"01-2-019-08-001"]
["北海道","01957","0120061","留萌南部衛生組合","留萌南部衛生組合衛生センター",3789,4498,null,null,8287,null,64,null,null,null,null,"資源化物の生産量","直接埋立無し",null,"焼却無し",null,"嫌気",null,"脱水",null,null,null,"⑨その他公設民営",80,0,0,0,1980,"委託",null,"01-2-045-08-001"]
["青森県","02803","0220001","中部上北広域事業組合","中部上北衛生センター",3096,12840,null,null,15936,null,null,null,null,null,null,null,"直接埋立無し",null,"施設外焼却",640,"高負荷",null,"脱水",null,null,null,"①DB（公設公営、直営）",60,0,0,0,1983,"直営",null,"02-2-010-08-001"]
["青森県","02819","0220004","西北五環境整備事務組合","中央クリーンセンター",11556,36377,null,null,47933,null,null,null,null,null,null,null,"直接埋立無し",null,"焼却無し",null,"高負荷, 膜分離",null,"脱水",null,null,null,"②DB（公設公営、一部運転委託）",162,0,0.1,0,2011,"一部委託",null,"02-2-008-08-001"]
["青森県","02826","0220007","三戸地区環境整備事務組合","三戸地区衛生センター",9000,8447,null,null,17447,null,null,null,null,null,null,null,"直接埋立無し",null,"施設外焼却",434,"高負荷",null,"脱水",null,null,null,"③DB（公設公営、運転委託）",60,0,0,0,1987,"委託",null,"02-2-004-08-001"]
["青森県","02829","0220008","西海岸衛生処理組合","鰺ヶ沢し尿処理場",4441.66,1876.49,0,0,6318.15,null,null,null,null,null,null,null,"直接埋立無し",null,"焼却無し",null,"高負荷",null,"脱水, その他",null,null,null,"⑥その他公設公営",50,0,0,0,1985,"直営",null,"02-2-007-08-001"]
["青森県","02859","0220009","八戸地域広域市町村圏事務組合","八戸環境クリーンセンター第2処理場",28898,23406,null,null,52304,null,2351,null,null,null,null,"資源化物の排出量・売却量","直接埋立無し",null,"焼却無し",null,"標脱",null,"脱水",null,null,null,"②DB（公設公営、一部運転委託）",130,0,0,0,1993,"一部委託",null,"02-2-011-08-001"]
["青森県","02859","0220010","八戸地域広域市町村圏事務組合","八戸環境クリーンセンター第1処理場",null,35863,null,null,35863,null,1053,null,null,null,null,"資源化物の排出量・売却量","直接埋立無し",null,"焼却無し",null,"浄化槽専用",null,"脱水",null,null,null,"②DB（公設公営、一部運転委託）",180,0,0,0,1989,"一部委託",null,"02-2-011-08-002"]
["青森県","02861","0220011","下北地域広域行政事務組合","むつ衛生センター",17548,51878,3586,null,73012,null,null,null,null,null,null,"資源化物の生産量","直接埋立無し",null,"焼却無し",null,"高負荷, 膜分離",null,"脱水",null,null,null,"⑦DB+O（公設民営、長期包括運営委託）",220,0,4.2,0,2006,"委託",null,"02-2-001-08-001"]
["青森県","02863","0220043","十和田地域広域事務組合","十和田地域広域事務組合十和田下水一次処理センター",6303,23555,null,null,29858,null,null,null,null,null,null,null,"直接埋立無し",null,"焼却無し",null,"下水投入",null,"その他",null,null,null,"③DB（公設公営、運転委託）",91,0,0,0,2021,"委託",null,"02-2-005-08-001"]
["青森県","02874","0220012","青森地域広域事務組合","青森地域広域事務組合上磯地区クリーンセンター",2031,4656,null,null,6687,null,null,null,null,null,null,null,"直接埋立無し",null,"施設外焼却",276,"高負荷",null,"脱水",null,null,null,"①DB（公設公営、直営）",30,0,0,0,1999,"直営",null,"02-2-009-08-001"]
["青森県","02874","0220013","青森地域広域事務組合","青森地域広域事務組合あおひらクリーンセンター",13032,47448,null,2724,63204,null,null,null,null,null,null,null,"直接埋立無し",null,"施設外焼却",2124,"標脱",null,"脱水, 焼却",null,null,null,"①DB（公設公営、直営）",202,0,0,0,2000,"直営",null,"02-2-009-08-002"]
["青森県","02878","0220042","津軽広域連合","津軽広域クリーンセンター",8720,34193,null,null,42913,null,null,null,null,null,null,null,"直接埋立無し",null,"焼却無し",null,"下水投入",null,"その他",null,null,null,"②DB（公設公営、一部運転委託）",144,0,0,0,2015,"一部委託",null,"02-2-013-08-001"]
["岩手県","03208","0320001","遠野市","遠野市清養園クリーンセンターし尿処理施設",13141,3828,null,null,16969,null,null,null,null,null,null,null,"直接埋立無し",null,"焼却無し",null,"高負荷, 膜分離",null,"脱水",null,null,null,"①DB（公設公営、直営）",61,0,0,0,1991,"一部委託",null,"03-1-208-08-001"]
["岩手県","03321","0320101","紫波町","紫波町汚泥再生処理センター",5085,4100,5632,0,14817,null,null,null,505,null,null,"資源化物の排出量・売却量","直接埋立無し",null,"焼却無し",null,"下水投入",null,"脱水",null,null,null,"⑦DB+O（公設民営、長期包括運営委託）",44,0,3,0,2018,"委託",null,"03-1-321-08-001"]
["岩手県","03819","0320002","北上地区広域行政組合","衛生処理場",34810,29947,0,0,64757,null,null,null,null,null,null,null,"直接埋立無し",null,"焼却無し",null,"高負荷",null,"脱水",null,null,null,"①DB（公設公営、直営）",250,0,0,0,1992,"直営",null,"03-2-017-08-001"]
["岩手県","03828","0320003","二戸地区広域行政事務組合","二戸地区衛生センター",24177,6014,null,null,30191,null,null,null,null,null,null,null,"直接埋立無し",null,"施設外焼却",1297,"高負荷",null,"脱水",null,null,null,"①DB（公設公営、直営）",112,0,0,0,1997,"直営",null,"03-2-016-08-001"]
["岩手県","03829","0320100","盛岡北部行政事務組合","北岩手環境衛生センター",19688,null,null,null,19688,null,null,null,null,null,null,null,"直接埋立無し",null,"施設内焼却",824,"標脱",null,"脱水, 焼却",null,null,null,"①DB（公設公営、直営）",100,0,0,0,1987,"直営",null,"03-2-013-08-001"]
["岩手県","03829","0320004","盛岡北部行政事務組合","北岩手環境衛生センター",null,10254,null,null,10254,null,null,null,null,null,null,null,"直接埋立無し",null,"施設内焼却",594,"浄化槽専用",null,"脱水, 焼却",null,null,null,"①DB（公設公営、直営）",45,0,0,0,1997,"直営",null,"03-2-013-08-002"]
["岩手県","03835","0320102","久慈広域連合","久慈地区汚泥再生処理センター",26671,11941,null,null,38612,null,142,null,null,null,null,"資源化物の排出量・売却量","直接埋立無し",null,"施設外焼却",108,"高負荷, 膜分離",null,"脱水, 乾燥",null,null,null,"⑧DBO（公設民営）",105,0,1,0,2021,"委託",null,"03-2-008-08-002"]
["岩手県","03851","0320007","一関地区広域行政組合","一関清掃センターし尿処理施設(第2し尿処理施設)",2321,424,null,null,2745,null,28,null,null,null,null,"資源化物の生産量","直接埋立無し",null,"焼却無し",null,"高負荷",null,"脱水",null,null,null,"①DB（公設公営、直営）",80,0,0,0,1989,"直営",null,"03-2-001-08-001"]
["岩手県","03851","0320008","一関地区広域行政組合","川崎清掃センター",20201,9073,null,null,29274,null,734,null,null,null,495,"資源化物の生産量","直接埋立無し",null,"焼却無し",null,"高負荷",null,"脱水",null,null,null,"①DB（公設公営、直営）",100,0,0,0,1995,"直営",null,"03-2-001-08-002"]
["岩手県","03851","0320009","一関地区広域行政組合","一関清掃センターし尿処理施設(第1し尿処理施設)",34765,6353,null,null,41118,null,1566,null,null,null,null,"資源化物の生産量","直接埋立無し",null,"焼却無し",null,"好一段",null,"脱水",null,null,null,"①DB（公設公営、直営）",80,0,0,0,1977,"直営",null,"03-2-001-08-003"]
["岩手県","03854","0320010","盛岡地区衛生処理組合","滝沢処理センター",27756,13480,null,null,41236,null,364,null,null,null,null,"資源化物の生産量","直接埋立無し",null,"焼却無し",null,"標脱, 高負荷, 膜分離",null,"脱水",null,null,null,"④DB+M（公設公営、維持管理のみ委託）",170,0,3,0,2005,"委託",null,"03-2-012-08-001"]
["岩手県","03862","0320011","釜石大槌地区行政事務組合","釜石・大槌汚泥再生処理センター",12923,6081,null,null,19004,null,77,null,null,null,null,"資源化物の生産量","直接埋立無し",null,"焼却無し",null,"高負荷, 膜分離",null,"脱水",null,null,null,"⑦DB+O（公設民営、長期包括運営委託）",85,0,4,0,2007,"委託",null,"03-2-003-08-001"]
["岩手県","03867","0320012","宮古地区広域行政組合","第2衛生処理場",12454,4993,null,null,17447,null,null,null,null,null,null,null,"直接埋立無し",null,"焼却無し",null,"標脱",null,"脱水",null,null,null,"③DB（公設公営、運転委託）",63,0,0,0,1999,"委託",null,"03-2-009-08-001"]
["岩手県","03867","0320013","宮古地区広域行政組合","宮古衛生処理センター",15246,6113,null,null,{"$f":"SUM(F72:I72)","v":21359},null,null,null,null,null,null,null,"直接埋立無し",null,"施設外焼却",1192,"標脱",null,"脱水",null,null,null,"③DB（公設公営、運転委託）",74,0,0,0,1988,"委託",null,"03-2-009-08-002"]
["岩手県","03873","0320014","奥州金ケ崎行政事務組合","胆江地区衛生センター",40608,27674,null,null,68282,null,87,null,null,null,null,"資源化物の生産量","直接埋立無し",null,"施設内焼却",930,"高負荷, 膜分離",null,"脱水, 焼却",null,null,null,"⑥その他公設公営",276,0,6,0,1998,"一部委託",null,"03-2-002-08-001"]
["岩手県","03878","0320015","気仙広域連合","気仙広域連合衛生センター",21366,18524,0,0,39890,null,null,null,null,null,null,null,"直接埋立無し",null,"施設外焼却",1257,"高負荷",null,"脱水",null,null,null,"⑦DB+O（公設民営、長期包括運営委託）",130,0,0,0,1987,"委託",null,"03-2-007-08-001"]
["宮城県","04100","0420001","仙台市","南蒲生環境センター",10566,12285,null,null,22851,null,327,null,null,null,null,"資源化物の生産量","直接埋立無し",null,"施設外焼却",30,"下水投入, 一次処理",null,"脱水",null,null,null,"③DB（公設公営、運転委託）",160,2.85,2.85,0,1990,"委託",null,"04-1-100-08-001"]
["宮城県","04205","0420002","気仙沼市","気仙沼市し尿処理場",19984,20065,null,null,40049,null,null,null,null,1880,110.8,"資源化物の排出量・売却量","直接埋立無し",null,"焼却無し",null,"その他",null,"脱水",null,null,null,"②DB（公設公営、一部運転委託）",130,0,0,0,2012,"一部委託",null,"04-1-205-08-001"]
["宮城県","04212","0420003","登米市","登米市環境事業所衛生センター",20735,21760,null,null,42495,null,null,null,null,null,null,null,"直接埋立無し",null,"焼却無し",null,"標脱",null,"脱水, 乾燥",null,null,null,"③DB（公設公営、運転委託）",128,0,1.5,0,2010,"委託",null,"04-1-212-08-001"]
["宮城県","04213","0420004","栗原市","栗原市衛生センター",21744,12456,null,null,34200,null,826,null,null,null,null,"資源化物の生産量","直接埋立無し",null,"施設内焼却",325,"標脱",null,"脱水, 乾燥, 焼却",null,null,null,"⑥その他公設公営",160,0,8,0,1987,"一部委託",null,"04-1-213-08-001"]
["宮城県","04606","0420005","南三陸町","南三陸町衛生センター",3047,7153,null,null,10200,null,null,null,null,null,null,null,"直接埋立無し",null,"施設内焼却",19,"標脱, 焼却",null,"脱水, 乾燥",null,null,null,"③DB（公設公営、運転委託）",30,3,1,0,1988,"委託",null,"04-1-606-08-001"]
["宮城県","04867","0420006","黒川地域行政事務組合","環境衛生センター",4683,9818,null,null,14501,null,null,null,null,null,null,null,null,null,null,202,"標脱",null,"脱水, 乾燥, 焼却",null,null,null,"③DB（公設公営、運転委託）",60,36,24,0,1981,"委託",null,"04-2-003-08-001"]
["宮城県","04869","0420007","亘理名取共立衛生処理組合","浄化センター",4534,13253,null,null,17787,null,null,null,null,null,null,null,"直接埋立無し",null,"施設内焼却",120,"高負荷",null,"焼却",null,null,null,"③DB（公設公営、運転委託）",113,0,0,0,1994,"委託",null,"04-2-007-08-001"]
["宮城県","04928","0420008","石巻地区広域行政事務組合","石巻広域東部衛生センター",9356.4,19058.400000000001,null,null,28414.800000000003,null,null,null,null,null,null,"資源化物の排出量・売却量","直接埋立無し",null,"施設内焼却",408,"高負荷, 膜分離",null,"脱水, 焼却",null,null,null,"①DB（公設公営、直営）",150,0,0.98,0,1995,"直営",null,"04-2-004-08-001"]
["宮城県","04928","0420009","石巻地区広域行政事務組合","石巻広域西部衛生センター",5652,16682.400000000001,null,null,22334.400000000001,null,null,null,null,null,null,"資源化物の排出量・売却量","直接埋立無し",null,"施設内焼却",308,"高負荷, 膜分離",null,"脱水, 焼却",null,null,null,"①DB（公設公営、直営）",150,0,0,0,1995,"直営",null,"04-2-004-08-002"]
["宮城県","04932","0420010","仙南地域広域行政事務組合","仙南地域広域行政事務組合柴田衛生センター",15008,15015,0,0,30023,null,null,null,null,null,null,null,"直接埋立無し",null,"施設外焼却",905,"高負荷",null,"脱水",null,null,null,"①DB（公設公営、直営）",110,0,2,0,1985,"直営",null,"04-2-005-08-001"]
["宮城県","04932","0420011","仙南地域広域行政事務組合","仙南地域広域行政事務組合角田衛生センター",5820,10363,null,null,16183,null,null,null,null,null,null,null,"直接埋立無し",null,"施設外焼却",525,"高負荷",null,"脱水",null,null,null,"①DB（公設公営、直営）",68,0,0,0,1988,"直営",null,"04-2-005-08-002"]
["宮城県","04936","0420012","大崎地域広域行政事務組合","大崎広域中央桜ノ目衛生センター",27245,21416,0,0,48661,null,null,null,null,null,null,null,"直接埋立無し",null,"施設内焼却",1535.74,"高負荷",null,"脱水, 焼却",null,null,null,null,150,0,0,0,1991,"直営",null,"04-2-006-08-001"]
["宮城県","04936","0420013","大崎地域広域行政事務組合","大崎広域中央師山衛生センター",11582,0,0,0,11582,null,null,null,null,null,null,null,"直接埋立無し",null,"施設外焼却",152.85,"標脱",null,"脱水, 焼却",null,null,null,null,50,0,0,0,1997,"委託",null,"04-2-006-08-002"]
["宮城県","04936","0420015","大崎地域広域行政事務組合","大崎広域六の国汚泥再生処理センター",17500,10779,26.79,0,28305.79,2.97,8.73,null,null,null,null,"資源化物の生産量","直接埋立無し",null,"施設内焼却",542.84,"高負荷, 膜分離",null,"脱水, 乾燥, 焼却",null,35700,"所内利用（熱利用）, 所内利用（その他）",null,105,1,1,486,2003,"委託",null,"04-2-006-08-003"]
["宮城県","04936","0420016","大崎地域広域行政事務組合","大崎広域東部汚泥再生処理センター",19117,17197,0,0,36314,null,null,null,889.19,null,null,"資源化物の排出量・売却量","直接埋立無し",null,"焼却無し",null,"標脱",null,"脱水",null,null,null,null,139,0,9,0,2011,"委託",null,"04-2-006-08-004"]
["宮城県","04966","0420017","塩釜地区消防事務組合","塩釜地区環境センター",5208,2982,null,null,8190,null,140,null,null,null,null,"資源化物の生産量","直接埋立無し",null,"焼却無し",null,"高負荷",null,"脱水, 乾燥",null,null,null,"③DB（公設公営、運転委託）",95,0,1,0,1999,"委託",null,"04-2-001-08-001"]
["秋田県","05201","0520002","秋田市","秋田市汚泥再生処理センター",12562.3,20586.5,0,0,33148.800000000003,null,null,null,1051.54,null,null,"資源化物の生産量","直接埋立無し",null,"施設外焼却",1051.54,"下水投入, その他",null,"脱水, 焼却",null,null,null,"③DB（公設公営、運転委託）",175,0,0,0,2012,"一部委託",null,"05-1-201-08-001"]
["秋田県","05203","0520003","横手市","横手市横手衛生センター",15394,16421,null,1144,32959,null,null,null,null,null,null,null,"直接埋立無し",null,"施設内焼却",1628,"高負荷, 膜分離",null,"脱水, 乾燥, 焼却",null,null,null,"①DB（公設公営、直営）",122,0,0,0,2005,"直営",null,"05-1-203-08-001"]
["秋田県","05203","0520004","横手市","横手市雄物川衛生センター",4568,7432,null,2265,14265,null,null,null,null,null,null,null,"直接埋立無し",null,"施設内焼却",468,"高負荷",null,"脱水, 焼却",null,null,null,"①DB（公設公営、直営）",55,0,0,0,1985,"直営",null,"05-1-203-08-002"]
["秋田県","05204","0520005","大館市","大館市し尿処理場",26925,17558,null,null,44483,null,null,null,null,null,null,null,"直接埋立無し",null,"施設外焼却",1093,"標脱",null,"脱水",null,null,null,"②DB（公設公営、一部運転委託）",160,0,0,0,1984,"一部委託",null,"05-1-204-08-001"]
["秋田県","05213","0520053","北秋田市","北秋田市し尿処理施設",7644.16,5943.1,0,1714.27,15301.53,null,null,null,null,null,null,null,"直接埋立無し",null,"焼却無し",null,"下水投入",null,"その他",null,null,null,"⑦DB+O（公設民営、長期包括運営委託）",46,0,0,0,2020,"委託",null,"05-1-213-08-001"]
["秋田県","05850","0520011","湯沢雄勝広域市町村圏組合","湯沢雄勝広域市町村圏組合清掃センター",18054,22050,0,0,40104,null,null,null,null,null,null,null,"直接埋立無し",null,"施設外焼却",1050.43,"標脱",null,"脱水, 乾燥, 焼却",null,null,null,"①DB（公設公営、直営）",160,0,4,0,1997,"直営",null,"05-2-004-08-001"]
["秋田県","05854","0520013","本荘由利広域市町村圏組合","広域清掃センター第1事業所(100KL)",3352,20190,null,null,23542,null,null,null,null,null,null,null,"直接埋立無し",null,"施設内焼却",430,"高負荷",null,"脱水, 乾燥, 焼却",null,null,null,"①DB（公設公営、直営）",100,0,0,0,1990,"直営",null,"05-2-010-08-001"]
["秋田県","05854","0520014","本荘由利広域市町村圏組合","広域清掃センター第1事業所(120KL)",4023,24228,null,null,28251,null,null,null,null,null,null,null,"直接埋立無し",null,"施設内焼却",2326,"好気",null,"脱水, 乾燥, 焼却",null,null,null,"①DB（公設公営、直営）",120,0,0,0,1973,"直営",null,"05-2-010-08-002"]
["秋田県","05861","0520015","能代山本広域市町村圏組合","能代山本広域市町村圏組合中央衛生処理場",18885,17636,null,null,36521,null,null,null,null,null,null,null,"直接埋立無し",null,"焼却無し",null,"高負荷",null,"脱水, その他",null,null,null,"⑥その他公設公営",120,0,0,0,1999,"委託",null,"05-2-005-08-001"]
["秋田県","05862","0520055","大曲仙北広域市町村圏組合","大曲仙北広域中央し尿処理センター",0,0,0,0,0,null,null,null,null,null,null,null,"直接埋立無し",null,"焼却無し",null,"標脱",null,"脱水, 乾燥",null,null,null,"⑦DB+O（公設民営、長期包括運営委託）",70,0,0,0,1990,"委託",null,"05-2-011-08-001"]
["秋田県","05862","0520056","大曲仙北広域市町村圏組合","大曲仙北広域中央し尿処理センター",13519,36105,null,null,49624,null,null,null,null,null,null,null,"直接埋立無し",null,"施設外焼却",1731,"標脱",null,"脱水",null,null,null,"⑦DB+O（公設民営、長期包括運営委託）",182,0,0,0,1986,"委託",null,"05-2-011-08-002"]
["秋田県","05862","0520054","大曲仙北広域市町村圏組合","大曲仙北広域北部し尿処理センター",7048,7518,null,null,14566,null,null,null,null,null,null,"資源化物の生産量","直接埋立無し",null,"施設内焼却",534,"高負荷, 膜分離, 焼却",null,"乾燥, 焼却",null,null,null,"③DB（公設公営、運転委託）",60,0,0.7,0,2009,"委託",null,"05-2-011-08-003"]
["秋田県","05867","0520016","鹿角広域行政組合","鹿角し尿処理場",12591,9014,null,null,21605,null,null,null,null,null,null,null,"直接埋立無し",null,"施設外焼却",1044,"焼却, 下水投入",null,"脱水, 焼却",null,null,null,"③DB（公設公営、運転委託）",63,0,0,0,2021,"委託",null,"05-2-001-08-001"]
["秋田県","05874","0520017","男鹿地区衛生処理一部事務組合","男鹿地区衛生センター",9039,5691,null,null,14730,null,null,null,null,null,null,null,"直接埋立無し",null,"施設内焼却",581,"高負荷",null,"脱水, 乾燥, 焼却",null,null,null,null,100,0,0,0,1990,"直営",null,"05-2-003-08-001"]
["秋田県","05882","0520018","八郎潟町・井川町衛生処理施設組合","八郎潟町湖水苑",1169,998,null,null,2167,null,null,null,null,null,null,null,"直接埋立無し",null,"焼却無し",null,"高負荷",null,"脱水",null,null,null,null,8,0,0,0,1996,"直営",null,"05-2-006-08-001"]
["山形県","06203","0620001","鶴岡市","鶴岡市し尿処理施設",2197,21340,null,null,23537,null,null,null,null,null,null,"資源化物の排出量・売却量","直接埋立無し",null,"施設外焼却",992.01,"標脱",null,"脱水, 焼却",null,null,null,"③DB（公設公営、運転委託）",152,152,0,0,1995,"委託",null,"06-1-203-08-001"]
["山形県","06821","0620002","東根市外二市一町共立衛生処理組合","東根市外二市一町共立衛生処理組合し尿処理施設",3362,8986,null,null,12348,null,null,null,null,null,null,null,"直接埋立無し",null,"施設外焼却",1020,"下水投入",null,"焼却",null,null,null,"①DB（公設公営、直営）",68,0,0,0,1990,"直営",null,"06-2-006-08-001"]
["山形県","06831","0620003","山形広域環境事務組合","山形広域クリーンセンター",4289,14306,2584,0,21179,null,440,null,null,null,null,"資源化物の排出量・売却量","直接埋立無し",null,"焼却無し",null,"標脱",null,"脱水",null,null,null,"⑥その他公設公営",220,0,0,0,1988,"一部委託",null,"06-2-002-08-001"]
["山形県","06951","0620004","最上広域市町村圏事務組合","最上広域市町村圏事務組合もがみクリーンセンター",6267.5,19234.5,null,null,25502,null,503,null,null,null,null,"資源化物の生産量","直接埋立無し",null,"施設外焼却",632,"高負荷, 膜分離, その他",null,"脱水",null,null,null,"⑦DB+O（公設民営、長期包括運営委託）",79,0,0,0,1997,"委託",null,"06-2-001-08-001"]
["山形県","06952","0620006","置賜広域行政事務組合","置賜広域行政事務組合米沢クリーンセンターし尿処理施設",9753,10748,null,null,20501,null,null,null,null,null,null,null,"直接埋立有り",690,"焼却無し",null,"標脱",null,"脱水",null,null,null,"③DB（公設公営、運転委託）",140,0,0,0,1985,"一部委託",null,"06-2-005-08-001"]
["山形県","06952","0620008","置賜広域行政事務組合","置賜広域行政事務組合南陽クリーンセンターし尿処理施設",4552,13793,null,null,18345,null,null,null,null,null,null,null,"直接埋立有り",827,"焼却無し",null,"高負荷, 下水投入, 一次処理",null,"脱水",null,null,null,"①DB（公設公営、直営）",85,0,0,0,1991,"直営",null,"06-2-005-08-002"]
["山形県","06952","0620028","置賜広域行政事務組合","置賜広域行政事務組合長井クリーンセンター汚泥再生処理施設",4749,12387,null,null,17136,null,null,null,388,null,null,"資源化物の生産量","直接埋立無し",null,"焼却無し",null,"高負荷, 膜分離",null,"脱水",null,null,null,"⑦DB+O（公設民営、長期包括運営委託）",65,0,2.2000000000000002,0,2014,"一部委託",null,"06-2-005-08-003"]
["山形県","06953","0620009","西村山広域行政事務組合","西村山広域行政事務組合寒河江地区クリーンセンターし尿処理施設",3227,14205,0,0,17432,null,null,null,null,null,null,null,"直接埋立無し",null,"施設外焼却",557,"下水投入",null,"脱水",null,null,null,"①DB（公設公営、直営）",63,0,0,0,2016,"直営",null,"06-2-004-08-001"]
["山形県","06963","0620010","酒田地区広域行政組合","酒田地区広域行政組合し尿処理施設",3619,12918,null,null,16537,null,null,null,null,null,null,null,"直接埋立無し",null,"施設内焼却",206,"高負荷",null,"脱水, 乾燥, 焼却",null,null,null,"③DB（公設公営、運転委託）",180,0,0,0,1989,"委託",null,"06-2-003-08-001"]
["山形県","06965","0620029","尾花沢市大石田町環境衛生事業組合","尾花沢市大石田町環境衛生事業組合汚泥再生処理センター",906,8862,null,null,9768,null,368,null,null,null,null,"資源化物の排出量・売却量","直接埋立無し",null,"焼却無し",null,"高負荷",null,"脱水",null,null,null,"②DB（公設公営、一部運転委託）",35,0,0,0,2016,"一部委託",null,"06-2-007-08-002"]
["福島県","07201","0720001","福島市","福島市衛生処理場",6024,33736,null,null,39760,null,null,null,null,null,null,null,"直接埋立無し",null,"施設外焼却",495,"嫌気, 好気",null,"脱水",null,null,null,"③DB（公設公営、運転委託）",200,1.3,0,0,1962,"委託",null,"07-1-201-08-001"]
["福島県","07203","0720002","郡山市","郡山市富久山クリーンセンター衛生処理センター第一処理施設",null,53042.720000000001,null,null,53042.720000000001,null,null,null,null,null,null,null,"直接埋立無し",null,"施設外焼却",1942,"標脱",null,"脱水",null,null,null,"③DB（公設公営、運転委託）",170,0,0,0,1980,"委託",null,"07-1-203-08-001"]
["福島県","07203","0720003","郡山市","郡山市富久山クリーンセンター衛生処理センター第二処理施設",9940.7000000000007,null,null,null,9940.7000000000007,null,null,null,null,null,null,null,"直接埋立無し",null,"施設外焼却",482.12,"高負荷",null,"脱水",null,null,null,"③DB（公設公営、運転委託）",70,0,0,0,1990,"委託",null,"07-1-203-08-002"]
["福島県","07204","0720004","いわき市","中部衛生センター",8964.52,7978.81,null,null,16943.330000000002,null,null,null,null,null,null,null,"直接埋立無し",null,"施設外焼却",590.45000000000005,"標脱",null,"脱水",null,null,null,"②DB（公設公営、一部運転委託）",60,0,0,0,1989,"一部委託",null,"07-1-204-08-001"]
["福島県","07204","0720005","いわき市","南部衛生センター",9717.1299999999992,23806.73,null,null,33523.86,null,null,null,null,null,null,null,"直接埋立無し",null,"施設外焼却",1298.8399999999999,"嫌気",null,"脱水",null,null,null,"①DB（公設公営、直営）",150,0,0,0,1977,"直営",null,"07-1-204-08-002"]
["福島県","07211","0720015","田村市","田村地方衛生処理センター",5000,17001,null,null,22001,null,null,null,null,null,null,null,"直接埋立無し",null,"焼却無し",null,"標脱",null,"脱水, 乾燥",null,null,null,"①DB（公設公営、直営）",100,0,0,0,1992,"一部委託","移管"]
["福島県","07212","0720007","南相馬市","雫浄化センター",1079.51,21819.06,null,null,22898.57,null,null,null,null,null,null,null,"直接埋立無し",null,"施設内焼却",47.61,"高負荷",null,"脱水, 乾燥, 焼却",null,null,null,"③DB（公設公営、運転委託）",82,0,7,0,1994,"委託",null,"07-1-212-08-001"]
["福島県","07364","0720071","檜枝岐村","檜枝岐村浄化センター",13,59,null,null,72,null,null,null,null,null,null,null,"直接埋立無し",null,"焼却無し",null,"その他",null,"脱水",null,null,null,"⑥その他公設公営",460,0,0,0,2001,"委託",null,"07-1-364-08-001"]
["福島県","07367","0720072","只見町","只見町資源リサイクルセンター",null,2.2290000000000001,null,null,2.2290000000000001,null,35.22,null,null,null,null,"資源化物の排出量・売却量","直接埋立無し",null,"焼却無し",null,"浄化槽専用",null,"脱水, 乾燥, その他",null,null,null,"④DB+M（公設公営、維持管理のみ委託）",8.4,0,0.255,0,2007,"一部委託"]
["福島県","07521","0720073","三春町","三春水環境センター",1054,3921,null,null,4975,null,null,null,null,null,null,null,"直接埋立無し",null,"焼却無し",null,"その他",null,"脱水",null,null,null,"③DB（公設公営、運転委託）",3400,0,0,0,2022,"委託"]
["福島県","07806","0720008","川俣方部衛生処理組合","川俣方部衛生処理組合川俣方部衛生処理場",3613,17157,null,null,20770,null,null,null,null,null,null,null,"直接埋立無し",null,"施設外焼却",608,"標脱",null,"脱水",null,null,null,"②DB（公設公営、一部運転委託）",60,0,0,0,1985,"直営",null,"07-2-007-08-001"]
["福島県","07811","0720009","伊達地方衛生処理組合","伊達地方衛生処理組合汚泥再生処理センター",6615,16470,null,null,23085,null,null,null,1476,null,null,"資源化物の排出量・売却量","直接埋立無し",null,"焼却無し",null,"高負荷, 膜分離",null,"脱水, 焼却",null,null,null,"①DB（公設公営、直営）",85,0,4.3,0,2009,"直営",null,"07-2-002-08-001"]
["福島県","07820","0720010","須賀川地方保健環境組合","須賀川地方衛生センターし尿処理施設",2009,19820,null,null,21829,null,null,null,null,null,null,null,"直接埋立無し",null,"施設外焼却",1392,"標脱",null,"脱水",null,null,null,"②DB（公設公営、一部運転委託）",97,0,0,0,1995,"一部委託",null,"07-2-005-08-001"]
["福島県","07827","0720070","会津若松地方広域市町村圏整備組合","有機性廃棄物リサイクル推進施設",24448,42098,0,0,66546,null,null,null,2472,null,null,"資源化物の生産量","直接埋立無し",null,"施設外焼却",2472,"高負荷",null,"脱水",null,null,null,"⑧DBO（公設民営）",211,0,9284,0,2021,"委託",null,"07-2-003-08-003"]
["福島県","07844","0720013","東白衛生組合","東白クリーンセンターし尿処理施設",1613,14054,null,null,15667,null,null,null,580,null,null,"資源化物の生産量","直接埋立無し",null,"焼却無し",null,"標脱",null,"焼却",null,null,null,"③DB（公設公営、運転委託）",60,0,0,0,1992,"委託",null,"07-2-011-08-001"]
["福島県","07846","0720014","石川地方生活環境施設組合","石川地方生活環境施設組合し尿処理施設",2584,17548,null,null,20132,null,null,null,null,null,null,null,"直接埋立無し",null,"焼却無し",null,"高負荷",null,"脱水, 乾燥",null,null,null,"①DB（公設公営、直営）",59,0,0.47,0,1996,"直営",null,"07-2-006-08-001"]
["福島県","07862","0720016","相馬方部衛生組合","相馬方部衛生組合衛生センター",2428,11443,65,null,13936,null,67,null,null,null,null,"資源化物の生産量","直接埋立無し",null,"焼却無し",null,"標脱",null,"脱水",null,null,null,"③DB（公設公営、運転委託）",48,1,1,0,2001,"委託",null,"07-2-009-08-001"]
["福島県","07867","0720017","白河地方広域市町村圏整備組合","白河地方清掃センター",3502,26779,null,null,30281,null,null,null,null,null,null,"資源化物の排出量・売却量","直接埋立無し",null,"施設外焼却",1776,"標脱",null,"脱水, 焼却",null,null,null,"③DB（公設公営、運転委託）",94,0,0,0,1962,"委託",null,"07-2-013-08-001"]
["福島県","07868","0720018","喜多方地方広域市町村圏組合","環境センター塩川工場",8908,19050,null,null,27958,null,null,null,null,null,null,"資源化物の排出量・売却量","直接埋立無し",null,"施設内焼却",1069,"嫌気, 浄化槽専用",null,"脱水, 乾燥, 焼却",null,null,"所内利用（熱利用）","①DB（公設公営、直営）",102,0,0,1020,1978,"直営",null,"07-2-004-08-001"]
["福島県","07871","0720019","安達地方広域行政組合","あだたら環境共生センター",4571,36273,47,165,41056,null,null,null,null,102,null,"資源化物の生産量","直接埋立無し",null,"焼却無し",null,"高負荷, 膜分離",null,"脱水, 乾燥",null,null,null,"②DB（公設公営、一部運転委託）",130,0.57999999999999996,3.8,0,2005,"一部委託",null,"07-2-001-08-001"]
["福島県","07873","0720020","双葉地方広域市町村圏組合","双葉地方広域市町村圏組合双葉環境センター",2573,8959,null,null,{"$f":"SUM(F136:I136)","v":11532},null,null,null,null,null,null,null,"直接埋立無し",null,"焼却無し",null,"高負荷, 膜分離",null,"脱水",null,null,null,"①DB（公設公営、直営）",63,0,0.03,0,2015,"一部委託",null,"07-2-008-08-001"]
["福島県","07877","0720023","南会津地方環境衛生組合","東部衛生センター",3068,9677,0,608,13353,null,null,null,null,null,null,null,"直接埋立無し",null,"施設内焼却",5665,"標脱",null,"脱水, 乾燥, 焼却",null,null,null,"①DB（公設公営、直営）",40,0,0,0,1984,"直営",null,"07-2-012-08-001"]
["福島県","07877","0720022","南会津地方環境衛生組合","西部衛生センター",741,2605,0,321,3667,null,null,null,null,null,null,null,"直接埋立無し",null,"施設内焼却",1187,"高負荷, 膜分離",null,"脱水, 乾燥, 焼却",null,null,null,"①DB（公設公営、直営）",25,0,0,0,1991,"直営",null,"07-2-012-08-002"]
["茨城県","08232","0820013","神栖市","神栖市第一衛生プラント",6502,27275,null,null,33777,null,null,null,null,null,null,null,null,null,null,1332,"下水投入",null,"脱水, その他",null,null,null,"③DB（公設公営、運転委託）",110,0,0,0,1993,"委託",null,"08-1-232-08-001"]
["茨城県","08232","0820014","神栖市","神栖市第二衛生プラント",null,null,null,null,0,null,null,null,null,null,null,null,null,null,null,null,"その他",null,"その他",null,null,null,"③DB（公設公営、運転委託）",0,0,0,0,1967,"委託","休止","08-1-232-08-002"]
["茨城県","08201","0820001","水戸市","水戸市見川クリーンセンター",4359,24079,null,null,28438,null,717,null,null,null,null,"資源化物の排出量・売却量","直接埋立無し",null,"施設外焼却",551,"標脱",null,"脱水",null,null,null,"⑥その他公設公営",310,0,0,0,1983,"委託",null,"08-1-201-08-001"]
["茨城県","08203","0820124","土浦市","土浦市汚泥再生処理センター",1960,6459,0,263,8682,null,null,null,359,null,null,"資源化物の排出量・売却量","直接埋立無し",null,"施設外焼却",359,"嫌気, 好気, 下水投入",null,"脱水",null,null,null,"③DB（公設公営、運転委託）",33.799999999999997,0,1.6,0,2021,"委託",null,"08-1-203-08-002"]
["茨城県","08212","0820004","常陸太田市","常陸太田市クリーンセンター",2315,9260,null,null,11575,null,null,null,null,null,null,null,"直接埋立無し",null,"施設外焼却",698,"高負荷",null,"脱水",null,null,null,"③DB（公設公営、運転委託）",55,0,0,0,1997,"委託",null,"08-1-212-08-001"]
["茨城県","08212","0820005","常陸太田市","常陸太田市里美クリーンセンター",341,3070,null,null,3411,null,35,null,null,null,null,"資源化物の排出量・売却量","直接埋立無し",null,"焼却無し",null,"高負荷, 膜分離",null,"脱水, その他",null,null,null,"③DB（公設公営、運転委託）",15,0.06,8.3000000000000004E-2,0,2009,"委託",null,"08-1-212-08-002"]
["茨城県","08215","0820006","北茨城市","北茨城市環境センター",14855,14870,null,null,29725,null,null,null,null,null,null,null,"直接埋立無し",null,"施設内焼却",62,"標脱",null,"脱水, 乾燥, 焼却",null,null,null,"③DB（公設公営、運転委託）",100,0,0,0,1983,"委託",null,"08-1-215-08-001"]
["茨城県","08220","0820007","つくば市","サステナスクエア南分所",1062,7465,null,null,8527,null,null,null,null,null,null,null,"直接埋立無し",null,"施設外焼却",336,"好気",null,"脱水, 焼却",null,null,null,"①DB（公設公営、直営）",70,0,0,0,1984,"直営",null,"08-1-220-08-001"]
["茨城県","08220","0820008","つくば市","サステナスクエアし尿処理施設",552,9804,null,null,10356,null,null,null,null,null,null,null,"直接埋立無し",null,"施設外焼却",475,"好気",null,"脱水, 焼却",null,null,null,"③DB（公設公営、運転委託）",50,0,0,0,1980,"委託",null,"08-1-220-08-002"]
["茨城県","08221","0820009","ひたちなか市","ひたちなか市勝田衛生センター",0,0,null,null,0,null,null,null,null,null,null,null,"直接埋立無し",null,"焼却無し",null,"好気, 下水投入",null,"脱水, 乾燥, 焼却",null,null,null,"③DB（公設公営、運転委託）",50,0,0,0,1980,"委託","休止","08-1-221-08-001"]
["茨城県","08221","0820116","ひたちなか市","ひたちなか市勝田衛生センター",5874,18480,null,null,24354,null,null,null,null,null,null,null,"直接埋立無し",null,"施設内焼却",971.56799999999998,"高負荷",null,"脱水, 乾燥, 焼却",null,null,null,"③DB（公設公営、運転委託）",100,0,0,0,1992,"委託",null,"08-1-221-08-002"]
["茨城県","08221","0820010","ひたちなか市","ひたちなか市那珂湊衛生センター",1821,8773,null,null,10594,null,null,null,null,null,null,null,"直接埋立無し",null,"施設内焼却",491.4,"高負荷, 膜分離",null,"脱水, 乾燥, 焼却",null,null,null,"③DB（公設公営、運転委託）",38,0,0,0,1996,"委託",null,"08-1-221-08-003"]
["茨城県","08222","0820011","鹿嶋市","鹿嶋市立衛生センター汚泥再生処理施設",77,22378,null,null,22455,null,null,null,null,null,null,null,"直接埋立無し",null,"施設外焼却",304,"一次処理",null,"脱水",null,null,null,"④DB+M（公設公営、維持管理のみ委託）",89,0,2.6,0,2006,"委託",null,"08-1-222-08-001"]
["茨城県","08223","0820012","潮来市","潮来衛生センター",244,3422,null,null,3666,null,null,null,null,null,null,null,"直接埋立有り",5,"施設内焼却",215,"高負荷",null,"焼却",null,null,null,"③DB（公設公営、運転委託）",24,0,0,0,1992,"委託",null,"08-1-223-08-001"]
["茨城県","08233","0820015","行方市","行方市麻生衛生センター",2388,5481,null,null,7869,null,8,null,null,null,null,"資源化物の排出量・売却量","直接埋立無し",null,"施設内焼却",15,"高負荷",null,"脱水, 乾燥, 焼却",null,null,null,"③DB（公設公営、運転委託）",24,0,1.9,0,1995,"委託",null,"08-1-233-08-001"]
["茨城県","08233","0820016","行方市","行方市有機肥料供給センター",366,3714,null,null,4080,null,44,null,null,null,null,"資源化物の排出量・売却量","直接埋立無し",null,"焼却無し",null,"好気",null,"脱水, 乾燥, 焼却",null,null,null,"③DB（公設公営、運転委託）",28,19,20,0,2000,"委託",null,"08-1-233-08-002"]
["茨城県","08234","0820017","鉾田市","汚泥再生処理センターエコパーク鉾田",4,12624,null,355,12983,null,246,null,null,null,null,"資源化物の排出量・売却量","直接埋立無し",null,"施設内焼却",305,"高負荷, 膜分離",null,"焼却",null,null,null,"③DB（公設公営、運転委託）",39,0,0.24,0,2000,"委託",null,"08-1-234-08-001"]
["茨城県","08234","0820018","鉾田市","大洋サニタリーセンター",292,5454,null,195,5941,null,null,null,null,null,null,"資源化物の排出量・売却量","直接埋立無し",null,"施設内焼却",212,"高負荷",null,"焼却",null,null,null,"③DB（公設公営、運転委託）",20,0,0,0,1994,"委託",null,"08-1-234-08-002"]
["茨城県","08310","0820019","城里町","城里町衛生センター",452,3340,null,null,3792,null,null,null,222,null,null,"資源化物の排出量・売却量","直接埋立無し",null,"焼却無し",null,"膜分離",null,"脱水, その他",null,null,null,"①DB（公設公営、直営）",13,0,0.7,0,2021,"直営",null,"08-1-310-08-001"]
["茨城県","08341","0820020","東海村","東海村衛生センター",1221,3697,0,0,4918,null,null,null,null,null,null,null,"直接埋立無し",null,"施設外焼却",362,"標脱, その他",null,"脱水, 焼却",null,null,null,"③DB（公設公営、運転委託）",40,0,0,0,1992,"委託",null,"08-1-341-08-001"]
["茨城県","08364","0820021","大子町","大子町衛生センター",0,0,0,0,0,null,null,null,null,null,null,null,"直接埋立無し",null,"焼却無し",null,"高負荷, 膜分離",null,"脱水",null,null,null,"①DB（公設公営、直営）",38,0,0.46,0,1997,"直営","休止","08-1-364-08-001"]
["茨城県","08836","0820022","大宮地方環境整備組合","大宮地方広域衛生センター",4939,24935,0,0,29874,null,262,null,null,null,null,"資源化物の排出量・売却量","直接埋立無し",null,"焼却無し",null,"標脱",null,"脱水, その他",null,null,null,"②DB（公設公営、一部運転委託）",97,0,0,0,1981,"一部委託",null,"08-2-014-08-001"]
["茨城県","08843","0820119","常総衛生組合","クリーンセンターきぬ",0,0,0,0,0,null,null,null,null,null,null,null,"直接埋立無し",null,"焼却無し",null,"標脱",null,"脱水",null,null,null,"①DB（公設公営、直営）",50,0,0,0,1987,"直営","休止","08-2-011-08-001"]
["茨城県","08843","0820023","常総衛生組合","クリーンセンターきぬ",3151,29052,0,0,32203,null,null,null,null,null,null,null,"直接埋立無し",null,"施設内焼却",1530,"標脱",null,"脱水, 乾燥, 焼却",null,null,null,"①DB（公設公営、直営）",100,0,2,0,1998,"直営",null,"08-2-011-08-002"]
["茨城県","08850","0820024","龍ケ崎地方衛生組合","龍の郷・クリーンセンター　218kL／日施設",5750,59385,null,null,65135,null,null,null,null,null,null,null,"直接埋立無し",null,"焼却無し",null,"高負荷, その他",null,"脱水",null,null,null,"①DB（公設公営、直営）",218,0,0,0,2021,"直営",null,"08-2-018-08-001"]
["茨城県","08851","0820025","さしま環境管理事務組合","さしま環境センターし尿処理施設",5200,37526,null,null,42726,null,null,null,null,null,452,"資源化物の生産量","直接埋立無し",null,"焼却無し",null,"標脱",null,"脱水, 乾燥",null,null,null,"①DB（公設公営、直営）",130,0,2.7,0,1981,"直営",null,"08-2-001-08-001"]
["茨城県","08853","0820026","筑北環境衛生組合","クリーンセンター",2107,24331,null,null,26438,null,null,null,null,null,null,null,"直接埋立無し",null,"施設内焼却",337,"好二段, 標脱",null,"脱水, 乾燥, 焼却",null,null,null,null,100,0,0,0,1986,"直営",null,"08-2-017-08-001"]
["茨城県","08855","0820027","茨城地方広域環境事務組合","茨城地方広域環境事務組合し尿処理施設",4011,28992,null,null,33003,null,null,null,null,null,null,null,"直接埋立無し",null,"焼却無し",null,"標脱",null,"脱水",null,null,null,null,152,0,0,0,1981,"直営",null,"08-2-003-08-001"]
["茨城県","08859","0820028","大洗、鉾田、水戸環境組合","大洗、鉾田、水戸環境組合クリーンセンター",2800,11921,null,null,14721,null,null,null,null,null,null,null,"直接埋立無し",null,"施設外焼却",417,"標脱",null,"脱水",null,null,null,"②DB（公設公営、一部運転委託）",80,0,0,0,1983,"一部委託",null,"08-2-015-08-001"]
["茨城県","08871","0820029","湖北環境衛生組合","石岡クリーンセンター",3186,28890,64,null,32140,null,148,null,null,null,null,"資源化物の生産量","直接埋立無し",null,"施設内焼却",2436,"好気, 高負荷, 膜分離",null,"脱水, 乾燥, 焼却",null,null,null,"③DB（公設公営、運転委託）",141,0.4,0.6,0,2005,"委託",null,"08-2-008-08-001"]
["茨城県","08886","0820030","筑西広域市町村圏事務組合","筑西広域市町村圏事務組合環境センター",611.17999999999995,34132.22,null,null,34743.4,null,null,null,null,null,null,null,"直接埋立無し",null,"施設外焼却",709.19,"高負荷",null,"脱水",null,null,null,"②DB（公設公営、一部運転委託）",105,0,0,0,1995,"委託",null,"08-2-016-08-001"]
["茨城県","08934","0820031","下妻地方広域事務組合","城山公苑し尿処理施設",1558,27658,null,null,29216,null,null,null,null,null,null,null,"直接埋立無し",null,"施設外焼却",1924,"高負荷",null,"脱水",null,null,null,"③DB（公設公営、運転委託）",130,0,0,0,1984,"委託",null,"08-2-005-08-001"]
["栃木県","09201","0920001","宇都宮市","宇都宮市東横田清掃工場",null,null,null,null,0,null,null,null,null,null,null,null,null,null,null,null,"標脱",null,"脱水, 乾燥, 焼却",null,null,null,"①DB（公設公営、直営）",185,0,0,0,1985,null,"廃止","09-1-201-08-001"]
["栃木県","09202","0920002","足利市","足利市東部クリーンセンター",3866,22572,null,null,26438,null,null,null,null,null,null,null,"直接埋立無し",null,"施設内焼却",1046,"標脱",null,"脱水, 乾燥, 焼却",null,null,null,"①DB（公設公営、直営）",175,0,0,0,1993,"委託",null,"09-1-202-08-001"]
["栃木県","09203","0920003","栃木市","栃木市衛生センター",2195,20860,null,null,23055,null,null,null,null,null,1339.52,"資源化物の排出量・売却量","直接埋立無し",null,"焼却無し",null,"高負荷",null,"脱水, その他",null,null,null,"⑥その他公設公営",75,0,0,0,1995,"委託",null,"09-1-203-08-001"]
["栃木県","09205","0920004","鹿沼市","環境クリーンセンター",2695,15543,null,null,18238,null,null,null,null,null,null,null,"直接埋立無し",null,"施設外焼却",616,"高負荷, 下水投入",null,"脱水, 焼却",null,null,null,"①DB（公設公営、直営）",89,3.5000000000000003E-2,0,0,1997,"直営",null,"09-1-205-08-001"]
["栃木県","09206","0920005","日光市","日光市し尿処理場環境センター",3008,12413,null,null,15421,null,null,null,null,null,null,null,"直接埋立無し",null,"施設外焼却",485,"高負荷",null,"脱水",null,null,null,"③DB（公設公営、運転委託）",82,0,0,0,1993,"委託",null,"09-1-206-08-001"]
["栃木県","09361","0920006","壬生町","壬生町クリーンセンター",520,3848,null,null,4368,null,null,null,null,null,null,null,"直接埋立無し",null,"焼却無し",null,"高負荷",null,"脱水",null,null,null,"③DB（公設公営、運転委託）",36,0,0,0,1990,"委託",null,"09-1-361-08-001"]
["栃木県","09806","0920007","那須地区広域行政事務組合","第1衛生センター",0,0,0,0,0,null,null,null,null,null,null,null,"直接埋立無し",null,"焼却無し",null,"高負荷",null,"脱水",null,null,null,"③DB（公設公営、運転委託）",60,0,0,0,1988,"委託","休止","09-2-004-08-001"]
["栃木県","09806","0920008","那須地区広域行政事務組合","第2衛生センター",9395,42197,0,0,51592,null,null,null,null,null,null,null,"直接埋立無し",null,"施設内焼却",4127,"標脱",null,"脱水, 乾燥, 焼却",null,null,null,"③DB（公設公営、運転委託）",150,0,0,0,1981,"委託",null,"09-2-004-08-002"]
["栃木県","09808","0920009","佐野地区衛生施設組合","佐野地区衛生センター",6675,28456,null,null,35131,null,null,null,null,null,null,null,"直接埋立無し",null,"施設内焼却",534,"標脱",null,"脱水, 乾燥, 焼却",null,null,null,"③DB（公設公営、運転委託）",220,0,0,0,1985,"委託","休止","09-2-002-08-001"]
["栃木県","09833","0920010","芳賀地区広域行政事務組合","第二環境クリーンセンター",1498,10772,null,null,12270,null,null,null,null,null,null,null,"直接埋立無し",null,"施設外焼却",506,"標脱",null,"脱水",null,null,null,"①DB（公設公営、直営）",90,0,1.8,0,1982,"委託",null,"09-2-007-08-001"]
["栃木県","09833","0920011","芳賀地区広域行政事務組合","第一環境クリーンセンター",2209,16266,null,null,18475,null,null,null,null,null,null,null,"直接埋立無し",null,"施設外焼却",761,"標脱",null,"脱水",null,null,null,"①DB（公設公営、直営）",90,0,1.58,0,1987,"委託",null,"09-2-007-08-002"]
["栃木県","09841","0920012","南那須地区広域行政事務組合","保健衛生センター",2118,11956,null,null,14074,null,null,null,503,null,null,"資源化物の排出量・売却量","直接埋立無し",null,"施設外焼却",503,"標脱",null,"脱水, 焼却",null,null,null,"②DB（公設公営、一部運転委託）",70,0,2,0,1985,"委託",null,"09-2-005-08-001"]
["栃木県","09850","0920013","塩谷広域行政組合","しおやクリーンセンター",3055,23067,null,1056,27178,null,null,null,null,null,null,null,"直接埋立無し",null,"施設外焼却",1402,"高負荷",null,"脱水",null,null,null,"③DB（公設公営、運転委託）",110,0,0,0,1998,"委託",null,"09-2-001-08-001"]
["栃木県","09852","0920014","小山広域保健衛生組合","小山広域クリーンセンター",4664,34064,274,null,39002,null,341,null,null,null,null,"資源化物の生産量","直接埋立無し",null,"焼却無し",null,"膜分離",null,"脱水",null,null,null,"⑦DB+O（公設民営、長期包括運営委託）",191,1.4,2.7,0,2004,"委託",null,"09-2-003-08-001"]
["群馬県","10201","1020001","前橋市","前橋市し尿処理施設(浄化槽汚泥)",null,30138,null,null,30138,null,296,null,null,335,null,"資源化物の生産量","直接埋立無し",null,"焼却無し",null,"好希釈",null,"脱水",null,null,null,"③DB（公設公営、運転委託）",87,0,1,0,1987,"一部委託",null,"10-1-201-08-001"]
["群馬県","10201","1020002","前橋市","前橋市し尿処理施設(し尿)",3427,null,null,null,3427,null,296,null,null,335,null,"資源化物の生産量","直接埋立無し",null,"焼却無し",null,"高負荷, 膜分離",null,"脱水",null,null,null,"③DB（公設公営、運転委託）",33,0,0,0,1998,"一部委託",null,"10-1-201-08-002"]
["群馬県","10202","1020004","高崎市","城南クリーンセンター",2704,46452,null,null,49156,null,null,null,null,null,null,null,"直接埋立無し",null,"施設内焼却",1341,"高負荷",null,"脱水, 乾燥, 焼却",null,null,null,"②DB（公設公営、一部運転委託）",174,0,0,0,1993,"一部委託",null,"10-1-202-08-001"]
["群馬県","10203","1020005","桐生市","桐生市境野水処理センター",26166,7390,null,null,33556,null,null,null,null,null,null,null,"直接埋立無し",null,"施設内焼却",203,"嫌気, 好気, 高負荷, 膜分離",null,"脱水, 乾燥, 焼却",null,null,null,"②DB（公設公営、一部運転委託）",195,0.3,0.98099999999999998,0,2002,"委託",null,"10-1-203-08-001"]
["群馬県","10204","1020006","伊勢崎市","伊勢崎市茂呂クリーンセンター",3959,43639,null,null,47598,null,null,null,null,null,null,null,"直接埋立無し",null,"施設内焼却",1276,"高負荷",null,"脱水, 乾燥, 焼却",null,null,null,"③DB（公設公営、運転委託）",112,0,0,0,1996,"委託",null,"10-1-204-08-001"]
["群馬県","10204","1020007","伊勢崎市","伊勢崎市境クリーンセンター",2242,15524,0,0,17766,null,null,null,null,null,null,null,"直接埋立無し",null,"施設内焼却",893,"高負荷",null,"脱水, 焼却",null,null,null,"③DB（公設公営、運転委託）",50,0,0,0,1985,"委託",null,"10-1-204-08-002"]
["群馬県","10204","1020008","伊勢崎市","伊勢崎市赤堀環境センター",0,0,0,0,0,null,null,null,null,null,null,null,"直接埋立無し",null,"焼却無し",null,"高負荷",null,"脱水, 焼却",null,null,null,null,20,0,0,0,1992,"委託","休止","10-1-204-08-003"]
["群馬県","10205","1020009","太田市","太田市第一クリーンセンター",1858,33364,null,null,35222,null,null,null,null,null,null,null,"直接埋立無し",null,"焼却無し",null,"その他",null,"その他",null,null,null,"③DB（公設公営、運転委託）",100,0,0,0,1984,"委託",null,"10-1-205-08-001"]
["群馬県","10205","1020010","太田市","太田市第二クリーンセンター",1187,21331,null,null,22518,null,null,null,null,null,null,null,"直接埋立無し",null,"施設内焼却",104,"標脱, その他",null,"焼却",null,null,null,"③DB（公設公営、運転委託）",120,0,0,0,1995,"委託",null,"10-1-205-08-002"]
["群馬県","10205","1020011","太田市","太田市新田クリーンセンター",1139,6984,null,null,8123,null,null,null,null,null,null,null,"直接埋立無し",null,"施設内焼却",25,"膜分離",null,"焼却",null,null,null,"③DB（公設公営、運転委託）",46,0,0,0,1991,"委託","能力変更","10-1-205-08-003"]
["群馬県","10211","1020012","安中市","碓氷川クリーンセンターし尿処理施設",2596,26531,null,null,29127,null,null,null,null,null,null,null,"直接埋立無し",null,"施設外焼却",1414,"高負荷",null,"脱水",null,null,null,"①DB（公設公営、直営）",90,0,0,0,1992,"直営",null,"10-1-211-08-001"]
["群馬県","10366","1020013","上野村","上野村未利用資源活用施設",60,450,0,0,510,null,null,null,null,null,1159,"資源化物の排出量・売却量","直接埋立無し",null,"焼却無し",null,"好気, その他",null,"その他",null,null,null,"①DB（公設公営、直営）",7.5,0,7.5,0,1999,"委託",null,"10-1-366-08-001"]
["群馬県","10449","1020014","みなかみ町","奥利根アメニティパークし尿処理施設",682,5275,null,null,5957,null,null,null,null,null,null,"資源化物の生産量","直接埋立無し",null,"焼却無し",null,"高負荷, 膜分離",null,"脱水",null,null,null,"③DB（公設公営、運転委託）",35,0,2,0,2000,"委託",null,"10-1-449-08-001"]
["群馬県","10524","1020015","大泉町","大泉町衛生センター",1774,29059,null,null,30833,null,null,null,null,null,null,null,"直接埋立有り",94,"焼却無し",null,"標脱, 湿式酸化",null,"脱水",null,null,null,"③DB（公設公営、運転委託）",80,0,0,0,1980,"委託",null,"10-1-524-08-001"]
["群馬県","10838","1020017","甘楽西部環境衛生施設組合","甘楽西部環境衛生施設組合クリーンセンター",1197,6942,null,null,8139,null,null,null,null,null,null,null,"直接埋立無し",null,"施設内焼却",297,"高負荷",null,"焼却",null,null,null,"①DB（公設公営、直営）",29,0,0,0,1995,"直営",null,"10-2-001-08-001"]
["群馬県","10839","1020018","館林衛生施設組合","館林環境センター",1898,24134,null,null,{"$f":"SUM(F200:I200)","v":26032},null,1031,null,null,null,null,"資源化物の生産量","直接埋立無し",null,"施設内焼却",345,"高負荷",null,"脱水, 乾燥, 焼却",null,null,null,"③DB（公設公営、運転委託）",100,0,0,0,1990,"委託",null,"10-2-002-08-001"]
["群馬県","10840","1020019","吾妻東部衛生施設組合","吾妻東部衛生センターし尿処理施設",1743,9635,null,null,11378,null,null,null,null,null,null,null,"直接埋立無し",null,"施設外焼却",386,"高負荷",null,"脱水",null,null,null,"③DB（公設公営、運転委託）",62,0,0,0,1995,"委託",null,"10-2-003-08-001"]
["群馬県","10842","1020020","西吾妻衛生施設組合","西吾妻衛生センター",1021,9070,null,null,10091,null,null,null,null,null,null,null,"直接埋立無し",null,"焼却無し",null,"高負荷",null,"脱水, 乾燥",null,null,null,"①DB（公設公営、直営）",40,0,0.3,0,1983,"直営",null,"10-2-006-08-001"]
["群馬県","10873","1020021","渋川地区広域市町村圏振興整備組合","渋川地区広域圏環境クリーンセンター",1985,19266,0,0,21251,null,null,null,null,null,null,null,"直接埋立無し",null,"施設外焼却",840,"標脱",null,"脱水",null,null,null,"③DB（公設公営、運転委託）",94,0,0,0,1983,"委託",null,"10-2-004-08-001"]
["群馬県","10874","1020167","富岡甘楽広域市町村圏振興整備組合","富岡甘楽広域市町村圏振興整備組合 衛生管理センター",1813,15516,null,null,17329,null,null,null,null,null,null,null,"直接埋立無し",null,"施設内焼却",731,"好気",null,"脱水, 乾燥, 焼却",null,null,null,"①DB（公設公営、直営）",75,0,0,0,1978,"直営",null,"10-2-013-08-001"]
["群馬県","10875","1020022","沼田市外二箇村清掃施設組合","衛生センター",2138,11898,null,null,14036,null,null,null,null,null,null,null,"直接埋立無し",null,"施設内焼却",0,"嫌気, 高負荷, 焼却",null,"脱水, 乾燥, 焼却",null,null,null,"⑤DBM（公設公営）",78,0,0,0,1997,"直営",null,"10-2-005-08-001"]
["群馬県","10882","1020023","多野藤岡広域市町村圏振興整備組合","岡之郷クリーンセンター",1898,27042,null,null,28940,null,1790,null,null,null,37,"資源化物の排出量・売却量","直接埋立無し",null,"焼却無し",null,"標脱, その他",null,"脱水",null,null,null,"①DB（公設公営、直営）",90,0,0,0,1982,"委託",null,"10-2-008-08-001"]
["群馬県","10882","1020166","多野藤岡広域市町村圏振興整備組合","岡之郷クリーンセンター",174,2471,null,null,2645,null,null,null,null,null,null,null,"直接埋立無し",null,"焼却無し",null,"好気",null,"脱水",null,null,null,null,45,0,0,0,1972,"委託",null,"10-2-008-08-002"]
["群馬県","10882","1020050","多野藤岡広域市町村圏振興整備組合","岡之郷クリーンセンター",0,0,null,null,0,null,null,null,null,null,null,null,"直接埋立無し",null,"焼却無し",null,"好気",null,"脱水",null,null,null,null,38,0,0,0,1965,"委託","休止","10-2-008-08-003"]
["埼玉県","11100","1120001","さいたま市","さいたま市クリーンセンター西掘",2816,13411,0,4293,20520,null,null,null,null,null,null,null,"直接埋立無し",null,"施設外焼却",630.82000000000005,"高負荷",null,"脱水",null,null,null,"①DB（公設公営、直営）",147,0,0,0,2000,"直営",null,"11-1-100-08-001"]
["埼玉県","11100","1120002","さいたま市","さいたま市大宮南部浄化センター",4419.5200000000004,26651.15,16.265000000000001,1644.12,32731.055,null,80,null,null,null,null,"資源化物の生産量","直接埋立無し",null,"施設外焼却",256.33999999999997,"高負荷, 膜分離",null,"脱水",null,null,null,"①DB（公設公営、直営）",179,0,0.24,0,2001,"直営",null,"11-1-100-08-002"]
["埼玉県","11201","1120003","川越市","川越市環境衛生センター",2064,34093,null,null,36157,null,null,null,null,null,null,null,"直接埋立無し",null,"施設外焼却",1078,"標脱, 下水投入",null,"脱水",null,null,null,"②DB（公設公営、一部運転委託）",150,0,0,0,1980,"一部委託",null,"11-1-201-08-001"]
["埼玉県","11202","1120004","熊谷市","熊谷市立第一水光園",16907,36381,null,null,53288,null,1347,null,null,null,null,"資源化物の生産量","直接埋立無し",null,"焼却無し",null,"標脱",null,"脱水",null,null,null,"①DB（公設公営、直営）",160,0,0,0,1982,"直営",null,"11-1-202-08-001"]
["埼玉県","11202","1120005","熊谷市","荒川南部環境センター",595,11708,1,null,12304,null,3,null,null,null,null,"資源化物の生産量","直接埋立無し",null,"施設内焼却",139,"高負荷, 膜分離",null,"脱水, 乾燥, 焼却",null,null,null,"③DB（公設公営、運転委託）",42,0.1,0.1,0,2004,"委託",null,"11-1-202-08-002"]
["埼玉県","11202","1120037","熊谷市","妻沼南河原環境浄化センター",797,10673,11,null,11481,null,11,null,null,null,null,"資源化物の生産量","直接埋立無し",null,"施設内焼却",208,"高負荷",null,"脱水, 乾燥, 焼却",null,null,null,"③DB（公設公営、運転委託）",45,0.15,0.08,0,1999,"委託",null,"11-1-202-08-003"]
["埼玉県","11203","1120006","川口市","鳩ヶ谷衛生センターし尿処理施設",3186,32303,null,null,35489,null,796,null,null,null,null,null,"直接埋立無し",null,"焼却無し",null,"標脱, その他",null,"脱水",null,null,null,"③DB（公設公営、運転委託）",140,0,0,0,2009,"委託",null,"11-1-203-08-001"]
["埼玉県","11206","1120007","行田市","行田市環境センター",1285,18740,null,null,20025,null,null,null,null,null,null,null,"直接埋立無し",null,"焼却無し",null,"下水投入",null,"その他",null,null,null,"③DB（公設公営、運転委託）",80,0,0,0,1990,"一部委託",null,"11-1-206-08-001"]
["埼玉県","11207","1120008","秩父市","環境部清流園",1360,11677,null,null,13037,null,null,null,null,null,null,null,"直接埋立無し",null,"焼却無し",null,"標脱",null,"脱水, 乾燥",null,null,null,"①DB（公設公営、直営）",80,0,1.5,0,1979,"直営",null,"11-1-207-08-001"]
["埼玉県","11208","1120009","所沢市","所沢市衛生センター",1522,17486,null,1827,20835,null,null,null,null,null,null,null,"直接埋立無し",null,"施設外焼却",323,"下水投入",null,"脱水",null,null,null,"②DB（公設公営、一部運転委託）",49,0,0,0,2012,"一部委託",null,"11-1-208-08-001"]
["埼玉県","11209","1120010","飯能市","飯能市環境センター",2407.0100000000002,19475.7,null,null,21882.71,null,501.12,null,null,null,null,"資源化物の排出量・売却量","直接埋立無し",null,"焼却無し",null,"嫌気, 好気, 高負荷, 膜分離",null,"脱水",null,null,null,"④DB+M（公設公営、維持管理のみ委託）",62,0,0,0,1997,"委託",null,"11-1-209-08-001"]
["埼玉県","11210","1120011","加須市","加須クリーンセンターし尿処理施設",635,20042,null,null,20677,null,null,null,null,null,null,null,"直接埋立無し",null,"施設内焼却",1115,"標脱",null,"脱水, 焼却",null,null,null,"③DB（公設公営、運転委託）",75,0,0,0,1991,"委託",null,"11-1-210-08-001"]
["埼玉県","11210","1120012","加須市","大利根クリーンセンターし尿処理施設",546,11107,null,null,11653,null,null,null,null,null,null,null,"直接埋立無し",null,"施設内焼却",500,"標脱, 焼却",null,"脱水, 乾燥, 焼却",null,null,null,"③DB（公設公営、運転委託）",40,0,0,0,1991,"委託",null,"11-1-210-08-002"]
["埼玉県","11212","1120013","東松山市","東松山市環境センター",1524,17687,null,null,19211,null,505,null,null,null,null,"資源化物の排出量・売却量","直接埋立無し",null,"焼却無し",null,"標脱",null,"脱水",null,null,null,"④DB+M（公設公営、維持管理のみ委託）",60,0,0,0,1979,"委託",null,"11-1-212-08-001"]
["埼玉県","11214","1120131","春日部市","春日部市汚泥再生処理センター",1892.59,18142.23,124.3,0,20159.12,null,null,null,650.71,null,null,"資源化物の生産量","直接埋立無し",null,"施設外焼却",650.71,"下水投入",null,"脱水, 焼却",null,null,null,"②DB（公設公営、一部運転委託）",69,0.25,0,0,2016,"委託",null,"11-1-214-08-002"]
["埼玉県","11215","1120015","狭山市","狭山市浄化センター",1084,6611,0,0,7695,null,null,null,null,null,null,null,"直接埋立無し",null,"施設外焼却",97,"下水投入, 一次処理",null,"脱水",null,null,null,"③DB（公設公営、運転委託）",39,0,0,0,2004,"委託",null,"11-1-215-08-001"]
["埼玉県","11216","1120016","羽生市","羽生市汚泥再生処理センター",1739,17585,0,0,19324,null,null,null,null,null,null,null,"直接埋立無し",null,"焼却無し",null,"嫌気, 好気, 標脱, 膜分離",null,"脱水, 乾燥",null,null,null,"⑤DBM（公設公営）",60,"0..2",0,0,2005,"委託",null,"11-1-216-08-001"]
["埼玉県","11218","1120017","深谷市","深谷市衛生センター",1332,35126,null,86,36544,null,null,null,null,null,null,null,"直接埋立無し",null,"焼却無し",null,"下水投入",null,"脱水",null,null,null,"①DB（公設公営、直営）",113,0,0,0,2016,"委託",null,"11-1-218-08-002"]
["埼玉県","11240","1120018","幸手市","幸手市ひばりヶ丘桜泉園",665.55,19923.8,null,null,20589.349999999999,null,null,null,null,null,null,null,"直接埋立無し",null,"焼却無し",null,"標脱",null,"脱水",null,null,null,"③DB（公設公営、運転委託）",80,0,0,0,1982,"委託",null,"11-1-240-08-001"]
["埼玉県","11346","1120019","川島町","川島町環境センターし尿処理施設",214,5051,null,null,5265,null,null,null,null,null,null,null,"直接埋立無し",null,"施設内焼却",207,"高負荷, 膜分離",null,"脱水",null,null,null,"③DB（公設公営、運転委託）",30,0,1,0,1998,"委託",null,"11-1-346-08-001"]
["埼玉県","11365","1120020","小鹿野町","小鹿野町衛生センター",795,4474,null,null,5269,null,28,null,null,null,null,"資源化物の排出量・売却量","直接埋立無し",null,"焼却無し",null,"高負荷, 膜分離",null,"脱水, 乾燥, 焼却",null,null,null,"③DB（公設公営、運転委託）",50,0,1,0,1991,"委託",null,"11-1-365-08-001"]
["埼玉県","11408","1120021","寄居町","汚泥再生処理センター",1554,14533,0,0,16087,null,null,null,null,null,null,null,"直接埋立無し",null,"焼却無し",null,"高負荷, 膜分離",null,"脱水",null,null,null,"③DB（公設公営、運転委託）",83,0,34,0,2006,"委託",null,"11-1-408-08-001"]
["埼玉県","11808","1120023","蓮田白岡衛生組合","蓮田白岡衛生組合46kLし尿処理施設",1300,14158,null,null,15458,null,892,null,null,null,null,"資源化物の排出量・売却量","直接埋立無し",null,"焼却無し",null,"高負荷, 膜分離",null,"脱水",null,null,null,"②DB（公設公営、一部運転委託）",46,0,0,0,2002,"委託",null,"11-2-019-08-001"]
["埼玉県","11809","1120024","久喜宮代衛生組合","70kL／日し尿処理施設",1045,5530,null,3257,9832,null,null,null,null,null,null,null,"直接埋立無し",null,"焼却無し",null,"高負荷, 膜分離",null,"脱水",null,null,null,"④DB+M（公設公営、維持管理のみ委託）",70,0,0,0,1973,"委託",null,"11-2-002-08-001"]
["埼玉県","11809","1120025","久喜宮代衛生組合","八甫清掃センターし尿処理施設",216,12522,null,null,12738,null,null,null,null,null,null,null,"直接埋立無し",null,"施設内焼却",199,"標脱",null,"脱水, 乾燥, 焼却",null,null,null,"④DB+M（公設公営、維持管理のみ委託）",58,0,2,0,1995,"委託","能力変更","11-2-002-08-002"]
["埼玉県","11810","1120155","朝霞地区一部事務組合","朝霞地区一部事務組合し尿処理場",1564,8324,null,null,9888,null,null,null,null,null,null,null,"直接埋立無し",null,"焼却無し",null,"下水投入, 一次処理",null,"その他",null,null,null,"①DB（公設公営、直営）",38,0,0,0,2018,"直営",null,"11-2-014-08-002"]
["埼玉県","11813","1120027","皆野・長瀞下水道組合","渓流園",638,3089,null,null,3727,null,null,null,null,null,null,null,"直接埋立無し",null,"施設外焼却",80,"標脱",null,"脱水",null,null,null,"①DB（公設公営、直営）",40,0,0,0,1982,"直営",null,"11-2-001-08-001"]
["埼玉県","11814","1120150","上尾、桶川、伊奈衛生組合","上尾、桶川、伊奈衛生組合備前公苑（100kL／日施設）",0,0,null,null,0,null,null,null,null,null,null,null,"直接埋立無し",null,"焼却無し",null,"好気",null,"脱水, 乾燥, 焼却",null,null,null,"①DB（公設公営、直営）",100,0,0,0,1980,"直営","休止","11-2-011-08-001"]
["埼玉県","11814","1120028","上尾、桶川、伊奈衛生組合","上尾、桶川、伊奈衛生組合備前公苑（150kL／日施設）",1888,23314,null,null,25202,null,null,null,null,null,null,null,"直接埋立無し",null,"焼却無し",null,"標脱",null,"脱水, 乾燥, 焼却",null,null,null,"①DB（公設公営、直営）",150,0,0,0,1990,"直営",null,"11-2-011-08-002"]
["埼玉県","11816","1120029","北本地区衛生組合","北本地区衛生組合クリ-ンセンタ-あさひ",2531,24987,null,null,27518,null,null,null,null,null,null,null,"直接埋立無し",null,"焼却無し",null,"高負荷",null,"脱水",null,null,null,"①DB（公設公営、直営）",136,0,0,0,1995,"一部委託",null,"11-2-018-08-001"]
["埼玉県","11817","1120030","入間西部衛生組合","清掃センター",1603,22612,null,null,24215,null,null,null,null,null,null,null,"直接埋立無し",null,"焼却無し",null,"下水投入",null,"脱水",null,null,null,"③DB（公設公営、運転委託）",69,0,0,0,1980,"委託",null,"11-2-016-08-001"]
["埼玉県","11818","1120132","入間東部地区事務組合","浄化センター",1043,7543,0,0,8586,null,null,null,null,null,null,null,"直接埋立無し",null,"焼却無し",null,"下水投入",null,"その他",null,null,null,"②DB（公設公営、一部運転委託）",26,0,0,0,2018,"委託",null,"11-2-017-08-002"]
["埼玉県","11820","1120032","小川地区衛生組合","小川地区衛生組合池ノ入環境センター",1862,26818,null,null,28680,null,null,null,null,null,null,null,"直接埋立無し",null,"施設外焼却",813,"高負荷",null,"脱水",null,null,null,"⑥その他公設公営",100,0,0,0,1995,"直営",null,"11-2-010-08-001"]
["埼玉県","11821","1120033","坂戸地区衛生組合","坂戸地区衛生センター",2390,35433,null,null,37823,null,null,null,null,null,null,null,"直接埋立無し",null,"焼却無し",null,"標脱, 下水投入",null,"脱水",null,null,null,"③DB（公設公営、運転委託）",200,0,0,0,1983,"委託",null,"11-2-005-08-001"]
["埼玉県","11824","1120133","東埼玉資源環境組合","第二工場汚泥再生処理センター",9847,64660,0,0,74507,null,null,null,3070,null,null,"資源化物の生産量","直接埋立無し",null,"施設外焼却",3070,"標脱, 下水投入",null,"脱水",null,null,null,"⑨その他公設民営",260,"0kl/日（農業集落排水汚泥）",13.7,0,2018,"委託",null,"11-2-015-08-002"]
["埼玉県","11827","1120035","蕨戸田衛生センター組合","蕨戸田衛生センターし尿処理施設",419,4996,null,null,5415,null,null,null,null,null,null,null,"直接埋立無し",null,"施設内焼却",207,"下水投入, その他",null,"焼却",null,null,null,"③DB（公設公営、運転委託）",40,0,0,0,1989,"委託",null,"11-2-020-08-001"]
["埼玉県","11869","1120036","児玉郡市広域市町村圏組合","児玉郡市広域市町村圏組合立利根グリーンセンター",1960,35007,null,null,36967,null,null,null,null,null,133,"資源化物の排出量・売却量","直接埋立無し",null,"施設内焼却",1954,"標脱",null,"脱水, 乾燥, 焼却",null,null,null,"③DB（公設公営、運転委託）",150,0,0,0,1990,"委託",null,"11-2-009-08-001"]
["千葉県","12100","1220001","千葉市","千葉市衛生センター",4901,20600,null,null,25501,null,null,null,null,null,null,null,"直接埋立無し",null,"焼却無し",null,"下水投入",null,"その他",null,null,null,"③DB（公設公営、運転委託）",173,0,0,0,1995,"一部委託",null,"12-1-100-08-001"]
["千葉県","12202","1220002","銚子市","銚子市衛生センター",3030,11493,0,0,14523,null,null,null,null,null,null,null,"直接埋立無し",null,"施設外焼却",527,"標脱",null,"脱水",null,null,null,"③DB（公設公営、運転委託）",49,0,0,0,1991,"委託",null,"12-1-202-08-001"]
["千葉県","12203","1220003","市川市","市川市衛生処理場",2660,61020,0,0,63680,null,null,null,null,null,null,null,"直接埋立無し",null,"施設外焼却",2198.31,"高負荷, 膜分離",null,"脱水",null,null,null,"⑨その他公設民営",242,0,0,0,2000,"委託",null,"12-1-203-08-001"]
["千葉県","12204","1220004","船橋市","船橋市西浦処理場",3135.79,44279.08,null,null,47414.87,null,null,null,null,null,null,null,"直接埋立無し",null,"施設外焼却",926.29,"高負荷, 膜分離",null,"脱水",null,null,null,"③DB（公設公営、運転委託）",180,0,0,0,1999,"委託",null,"12-1-204-08-001"]
["千葉県","12205","1220006","館山市","館山市衛生センター",4538,20277,0,0,24815,null,1253,null,null,null,null,"資源化物の排出量・売却量","直接埋立無し",null,"施設内焼却",8,"高負荷",null,"脱水, 焼却, その他",null,null,null,"①DB（公設公営、直営）",100,0,4,0,1982,"直営",null,"12-1-205-08-001"]
["千葉県","12206","1220007","木更津市","新川園衛生処理場",2644,30766,null,null,33410,null,null,null,null,null,null,null,"直接埋立無し",null,"施設外焼却",1404,"好気",null,"脱水",null,null,null,"⑨その他公設民営",110,0,0,0,1962,"委託",null,"12-1-206-08-001"]
["千葉県","12207","1220008","松戸市","松戸市東部クリーンセンター",27449,null,null,null,27449,null,774,null,null,null,null,"資源化物の排出量・売却量","直接埋立無し",null,"施設外焼却",226,"標脱",null,"脱水",null,null,null,"③DB（公設公営、運転委託）",200,0,0,0,1980,"委託",null,"12-1-207-08-001"]
["千葉県","12208","1220009","野田市","野田市第二清掃工場",4297,35504,null,null,39801,null,null,null,null,null,null,null,"直接埋立無し",null,"施設内焼却",1159,"標脱",null,"脱水, 乾燥, 焼却",null,null,null,"③DB（公設公営、運転委託）",164,0,0,0,1988,"委託",null,"12-1-208-08-001"]
["千葉県","12210","1220128","茂原市","東郷第一クリーンセンター",600772,null,null,null,600772,null,78,null,null,null,null,"資源化物の生産量","直接埋立無し",null,"焼却無し",null,"好気",null,"乾燥",null,null,null,"③DB（公設公営、運転委託）",1563,0,0.2,0,2017,"委託",null,"12-1-210-08-001"]
["千葉県","12211","1220010","成田市","成田市成田浄化センター",2114,22768,null,null,24882,null,null,null,null,null,null,null,"直接埋立無し",null,"施設内焼却",907,"標脱",null,"脱水, 乾燥, 焼却",null,null,null,"⑦DB+O（公設民営、長期包括運営委託）",120,0,0,0,1987,"委託",null,"12-1-211-08-001"]
["千葉県","12217","1220012","柏市","柏市山高野浄化センター",1453,13139,null,null,14592,null,null,null,null,null,null,null,"直接埋立無し",null,"施設外焼却",547,"標脱",null,"脱水, 焼却",null,null,null,"③DB（公設公営、運転委託）",100,0,0,0,1983,"委託",null,"12-1-217-08-001"]
["千葉県","12218","1220013","勝浦市","勝浦市衛生処理場",1494,5536,null,null,7030,null,95,null,null,null,null,"資源化物の排出量・売却量","直接埋立無し",null,"施設外焼却",293,"好気, 高負荷",null,"脱水",null,null,null,"②DB（公設公営、一部運転委託）",40,0,0,0,1982,"一部委託",null,"12-1-218-08-001"]
["千葉県","12219","1220126","市原市","市原市臨海衛生工場(浄化槽)",null,46998,null,null,46998,null,null,null,null,null,null,null,"直接埋立無し",null,"施設外焼却",449,"一次処理",null,"脱水",null,null,null,"③DB（公設公営、運転委託）",230,0,0,0,1988,"委託","廃止","12-1-219-08-001"]
["千葉県","12219","1220014","市原市","市原市臨海衛生工場(し尿)",6204,null,null,null,6204,null,null,null,null,null,null,null,"直接埋立無し",null,"施設外焼却",180,"標脱",null,"脱水",null,null,null,"③DB（公設公営、運転委託）",65,0,0,0,1988,"委託","廃止","12-1-219-08-002"]
["千葉県","12219","1220135","市原市","市原市汚泥再生処理センター",1069,10098,null,null,11167,null,null,null,null,null,null,null,"直接埋立無し",null,"施設外焼却",319,"下水投入",null,"脱水",null,null,null,"⑦DB+O（公設民営、長期包括運営委託）",186,0,5.6,0,2022,"委託","新設（建設中）, 新設（新規稼働）"]
["千葉県","12220","1220015","流山市","森のまちエコセンター",909,8032,3081,null,12022,null,260,null,255,null,null,"資源化物の排出量・売却量","直接埋立無し",null,"施設外焼却",340,"高負荷",null,"脱水",null,null,null,"①DB（公設公営、直営）",56,3,3,0,2010,"一部委託",null,"12-1-220-08-001"]
["千葉県","12221","1220016","八千代市","八千代市衛生センター",979,9670,0,0,10649,null,null,null,null,null,null,null,"直接埋立無し",null,"施設内焼却",535,"標脱",null,"脱水, 乾燥, 焼却",null,null,null,"③DB（公設公営、運転委託）",40,0,0,0,1976,"一部委託",null,"12-1-221-08-001"]
["千葉県","12222","1220017","我孫子市","我孫子市終末処理センター",1080,9033,null,387,10500,null,null,null,null,null,null,null,"直接埋立有り",9,"施設外焼却",517,"好二段, その他",null,"脱水",null,null,null,"③DB（公設公営、運転委託）",160,0,0,0,1964,"委託",null,"12-1-222-08-001"]
["千葉県","12223","1220018","鴨川市","鴨川衛生センター",4278,9959,null,null,{"$f":"SUM(F264:I264)","v":14237},null,null,null,null,null,null,null,"直接埋立無し",null,"施設外焼却",632,"膜分離",null,"脱水",null,null,null,"①DB（公設公営、直営）",66,0,0,0,1994,"直営",null,"12-1-223-08-001"]
["千葉県","12225","1220019","君津市","君津市衛生センター",0,0,null,null,0,null,null,null,null,null,null,null,"直接埋立無し",null,"焼却無し",null,"湿式酸化",null,"脱水",null,null,null,"③DB（公設公営、運転委託）",100,0,0,0,1973,"一部委託","廃止","12-1-225-08-001"]
["千葉県","12225","1220129","君津市","君津市衛生センター",1689,18545,null,null,20234,null,null,null,null,null,null,null,"直接埋立無し",null,"施設外焼却",661,"標脱",null,"脱水",null,null,null,"③DB（公設公営、運転委託）",60,0,2,0,2022,"委託","新設（新規稼働）","12-1-225-08-002"]
["千葉県","12226","1220020","富津市","富津市クリーンセンター",3628,13771,null,38,17437,null,null,null,null,null,null,null,"直接埋立無し",null,"焼却無し",null,"高負荷",null,"脱水",null,null,null,"③DB（公設公営、運転委託）",68,0,0,0,2006,"委託",null,"12-1-226-08-001"]
["千葉県","12227","1220021","浦安市","浦安市クリーンセンター(し尿処理施設)",384,1927,null,null,2311,null,null,null,null,null,null,null,"直接埋立無し",null,"施設外焼却",1,"高負荷",null,"脱水",null,null,null,"⑦DB+O（公設民営、長期包括運営委託）",35,0,0,0,1997,"委託",null,"12-1-227-08-001"]
["千葉県","12234","1220022","南房総市","千倉衛生センター",3305,7655,0,0,10960,null,null,null,null,null,null,null,"直接埋立無し",null,"施設内焼却",407,"標脱",null,"脱水, 乾燥, 焼却",null,null,null,"①DB（公設公営、直営）",70,0,0,0,1984,"直営",null,"12-1-234-08-001"]
["千葉県","12237","1220131","山武市","大富地区農業集落排水処理施設",87868.1,null,0,null,87868.1,null,8.9,null,null,null,null,"資源化物の生産量","直接埋立無し",null,"焼却無し",null,"嫌気",null,"脱水, 乾燥",null,null,null,"③DB（公設公営、運転委託）",16,0,4.8,0,2009,"委託",null,"12-1-237-08-001"]
["千葉県","12237","1220132","山武市","大平地区農業集落排水処理施設",90333.6,null,0,null,90333.6,null,36.6,null,null,null,null,"資源化物の生産量","直接埋立無し",null,"焼却無し",null,"嫌気",null,"脱水, その他",null,null,null,"③DB（公設公営、運転委託）",6.2,0,5.3,0,2008,"委託",null,"12-1-237-08-002"]
["千葉県","12237","1220133","山武市","借毛本郷地区農業集落排水処理施設",71299.3,null,0,null,71299.3,null,35.630000000000003,null,null,null,null,"資源化物の排出量・売却量","直接埋立無し",null,"焼却無し",null,"嫌気",null,"脱水",null,null,null,"③DB（公設公営、運転委託）",48,0,0,0,2001,"委託",null,"12-1-237-08-003"]
["千葉県","12427","1220134","長南町","芝原地区農業集落排水処理施設",null,287,null,null,287,null,48,null,null,null,null,"資源化物の生産量","直接埋立無し",null,"焼却無し",null,"嫌気, 好気",null,"乾燥",null,null,null,null,4,0,0.1,0,1998,"委託",null,"12-1-441-08-001"]
["千葉県","12816","1220023","鋸南地区環境衛生組合","堤ヶ谷クリーンセンター",3668,6283,null,null,9951,null,75,null,null,null,null,"資源化物の生産量","直接埋立無し",null,"焼却無し",null,"標脱, 高負荷, 膜分離",null,"脱水",null,null,null,"①DB（公設公営、直営）",50,0,1,0,1987,"委託",null,"12-2-006-08-001"]
["千葉県","12833","1220024","柏・白井・鎌ケ谷環境衛生組合","アクアセンターあじさい",4109,25172,null,null,29281,null,null,null,null,null,null,null,"直接埋立無し",null,"施設内焼却",1653,"高負荷, 下水投入",null,"脱水, 焼却",null,null,null,"③DB（公設公営、運転委託）",138,0,0,0,1998,"委託",null,"12-2-015-08-001"]
["千葉県","12834","1220025","印旛衛生施設管理組合","印旛衛生施設管理組合汚泥再生処理センター",6473,35804,0,0,42277,null,475,null,null,null,null,"資源化物の排出量・売却量","直接埋立無し",null,"焼却無し",null,"高負荷",null,"脱水, 乾燥",null,null,null,"③DB（公設公営、運転委託）",195,0,13.7,0,2002,"委託",null,"12-2-005-08-001"]
["千葉県","12835","1220026","印西地区衛生組合","印西地区衛生組合衛生センター",585,9553,null,null,10138,null,null,null,null,null,null,null,"直接埋立無し",null,"焼却無し",null,"高負荷, 膜分離",null,"脱水",null,null,null,"②DB（公設公営、一部運転委託）",32,0,0,0,1992,"一部委託",null,"12-2-003-08-001"]
["千葉県","12838","1220027","東総衛生組合","光クリーンパーク",2307,14716,0,0,17023,null,null,null,null,null,null,null,"直接埋立無し",null,"施設内焼却",863.43799999999999,"膜分離",null,"脱水, 焼却",null,null,null,"⑦DB+O（公設民営、長期包括運営委託）",95,0,0,0,1996,"委託",null,"12-2-014-08-001"]
["千葉県","12838","1220028","東総衛生組合","旭クリーンパーク",2138,14786,0,0,16924,null,null,null,738.37,null,null,"資源化物の排出量・売却量","直接埋立無し",null,"施設外焼却",738.37,"膜分離",null,"脱水",null,null,null,"⑤DBM（公設公営）",61,0,2,0,2011,"一部委託",null,"12-2-014-08-002"]
["千葉県","12841","1220029","夷隅環境衛生組合","いすみ衛生センター",4233,17436,0,0,21669,null,null,null,null,null,null,null,"直接埋立無し",null,"焼却無し",null,"高負荷, 膜分離",null,"脱水",null,null,null,"⑥その他公設公営",115,0,0,0,1994,"直営",null,"12-2-002-08-001"]
["千葉県","12863","1220127","長生郡市広域市町村圏組合","汚泥再生処理センター",3519,29522,null,null,33041,null,null,null,1694,null,null,"資源化物の排出量・売却量","直接埋立無し",null,"焼却無し",null,"膜分離, その他",null,"脱水",null,null,null,"⑦DB+O（公設民営、長期包括運営委託）",97,0,5,0,2018,"委託",null,"12-2-012-08-002"]
["千葉県","12866","1220031","山武郡市広域行政組合","環境アクアプラント",7534,30765,0,0,38299,null,null,null,null,null,null,null,"直接埋立無し",null,"施設内焼却",3531,"高負荷",null,"脱水, 乾燥, 焼却",null,null,null,"②DB（公設公営、一部運転委託）",245,0,0.8,0,1998,"一部委託",null,"12-2-010-08-001"]
["千葉県","12867","1220032","香取広域市町村圏事務組合","牧野し尿処理場",4015,26382,null,null,30397,null,null,null,null,null,null,null,"直接埋立無し",null,"施設外焼却",735,"高負荷, 下水投入",null,"脱水",null,null,null,"③DB（公設公営、運転委託）",109,0,0,0,1992,"委託",null,"12-2-007-08-001"]
["東京都","13201","1320001","八王子市","八王子市北野衛生処理センター",1331,4559,null,null,5890,null,null,null,null,null,null,null,"直接埋立無し",null,"焼却無し",null,"下水投入",null,"その他",null,null,null,"①DB（公設公営、直営）",45,0,0,0,1982,"直営",null,"13-1-201-08-001"]
["東京都","13205","1320002","青梅市","青梅市し尿処理場",1498,3617,null,null,5115,null,null,null,null,null,null,"資源化物の排出量・売却量","直接埋立無し",null,"焼却無し",null,"高負荷, 膜分離",null,"脱水",null,null,null,"③DB（公設公営、運転委託）",18,0,0,0,1996,"委託",null,"13-1-205-08-001"]
["東京都","13209","1320046","町田市","境川クリーンセンター",882,5273,236,0,6391,null,null,null,null,null,null,"資源化物の生産量","直接埋立無し",null,"施設外焼却",157,"下水投入, その他",null,"脱水",null,null,null,"③DB（公設公営、運転委託）",41.5,0,1,0,2018,"委託",null,"13-1-209-08-001"]
["東京都","13212","1320004","日野市","日野市クリーンセンター汚泥再生施設",630,4059,0,51,4740,null,null,null,118,null,null,"資源化物の排出量・売却量","直接埋立無し",null,"施設外焼却",113,"下水投入",null,"脱水",null,null,null,"①DB（公設公営、直営）",20,0.05,0.6,0,2010,"直営",null,"13-1-212-08-001"]
["東京都","13361","1320041","大島町","千波環境美化センター(汚泥再生処理施設)",777,5714,null,null,6491,null,null,null,null,null,null,null,null,null,null,null,"膜分離",null,"脱水, 焼却",null,null,null,"③DB（公設公営、運転委託）",36,0.03,0.39900000000000002,0,2014,"委託",null,"13-1-361-08-001"]
["東京都","13381","1320008","三宅村","三宅村汚泥再生処理センター",531,1704,null,null,2235,null,3,null,10,null,null,"資源化物の生産量","直接埋立無し",null,"施設外焼却",10,"高負荷, 膜分離",null,"脱水, 乾燥, 焼却",null,null,null,"③DB（公設公営、運転委託）",9,1.6E-2,1.4999999999999999E-2,0,2011,"委託",null,"13-1-381-08-001"]
["東京都","13401","1320009","八丈町","八丈町汚泥再生処理センター",4485,5671,8.89,null,10164.89,null,25,null,null,null,null,"資源化物の生産量","直接埋立無し",null,"焼却無し",null,"高負荷, 膜分離",null,"脱水",null,null,null,"③DB（公設公営、運転委託）",41,0.1,1,0,2012,"委託",null,"13-1-401-08-001"]
["東京都","13402","1320010","青ヶ島村","青ヶ島村汚泥処理施設",null,245,null,null,245,null,null,null,null,null,null,null,"直接埋立無し",null,"施設外焼却",1,"膜分離",null,"その他",null,null,null,"①DB（公設公営、直営）",0.67,0,0,0,2005,"直営",null,"13-1-402-08-001"]
["東京都","13816","1320011","柳泉園組合","柳泉園組合し尿処理施設",407,313,null,null,720,null,null,null,null,null,null,null,"直接埋立無し",null,"施設内焼却",17,"下水投入, 一次処理",null,"脱水, 焼却",null,null,null,"③DB（公設公営、運転委託）",35,0,0,0,1996,"委託",null,"13-2-010-08-001"]
["東京都","13822","1320013","多摩川衛生組合","多摩川衛生組合し尿処理施設",498,1344,null,null,1842,null,null,null,null,null,null,null,"直接埋立無し",null,"施設外焼却",108,"好希釈",null,"脱水, 焼却",null,null,null,"③DB（公設公営、運転委託）",23.4,0,0,0,2002,"委託",null,"13-2-006-08-001"]
["東京都","13844","1320014","西秋川衛生組合","汚泥再生処理センター　玉美園",2224,4084,11,null,6319,null,null,null,null,null,null,"資源化物の排出量・売却量","直接埋立無し",null,"焼却無し",null,"高負荷, 膜分離",null,"脱水",null,null,null,"⑨その他公設民営",24,0.1,0,0,2018,"委託",null,"13-2-003-08-001"]
["神奈川県","14150","1420001","相模原市","相模原市津久井クリーンセンターし尿処理施設",2357,24046,null,235,26638,null,null,null,null,null,null,null,"直接埋立無し",null,"施設外焼却",574,"下水投入",null,"脱水",null,null,null,"①DB（公設公営、直営）",89,0,4.7,0,2015,"直営",null,"14-1-150-08-001"]
["神奈川県","14205","1420003","藤沢市","藤沢市北部環境事業所",1982,10798,null,null,12780,null,null,null,null,null,null,null,"直接埋立無し",null,"施設内焼却",282,"一次処理",null,"脱水, 焼却",null,null,null,"①DB（公設公営、直営）",230,0,0,0,1994,"直営",null,"14-1-205-08-001"]
["神奈川県","14212","1420004","厚木市","厚木市衛生プラント",1526.04,12653.5,null,300,14479.54,null,null,null,null,null,null,null,"直接埋立無し",null,"焼却無し",null,"標脱",null,"脱水",null,null,null,"①DB（公設公営、直営）",69,0,0,0,1997,"委託",null,"14-1-212-08-001"]
["神奈川県","14301","1420005","葉山町","葉山町し尿処理施設",0,0,0,0,0,null,null,null,null,null,null,null,null,null,null,null,"焼却",null,"焼却",null,null,null,"①DB（公設公営、直営）",32,32,0,0,1981,"直営","廃止","14-1-301-08-001"]
["神奈川県","14321","1420006","寒川町","寒川町美化センター",1891,9763,null,null,11654,null,null,null,null,null,null,null,"直接埋立無し",null,"焼却無し",null,"高負荷, 下水投入",null,"脱水",null,null,null,"①DB（公設公営、直営）",70,0,0,0,1995,"直営",null,"14-1-321-08-001"]
["神奈川県","14341","1420007","大磯町","大磯町環境美化センターし尿処理施設",1052,10451,null,null,11503,null,null,null,null,null,null,null,"直接埋立無し",null,"施設外焼却",337,"高負荷, 膜分離",null,"脱水",null,null,null,"③DB（公設公営、運転委託）",50,0,0,0,1993,"委託",null,"14-1-341-08-001"]
["神奈川県","14382","1420009","箱根町","箱根町環境センター清掃第2プラント",277,8061,null,null,8338,null,null,null,null,null,null,null,"直接埋立無し",null,"施設内焼却",369,"嫌気",null,"脱水",null,null,null,"③DB（公設公営、運転委託）",47,0,0,0,1967,"委託",null,"14-1-382-08-001"]
["神奈川県","14401","1420010","愛川町","愛川町衛生プラント",318,5228,null,null,5546,null,null,null,null,null,null,null,"直接埋立無し",null,"施設内焼却",104,"高負荷",null,"脱水, 乾燥, 焼却",null,null,null,"⑥その他公設公営",37,0,0,0,1986,"委託",null,"14-1-401-08-001"]
["神奈川県","14818","1420047","高座清掃施設組合","高座クリーンセンター水処理施設",1269,9239,null,null,10508,null,null,null,null,null,null,null,"直接埋立無し",null,"施設外焼却",497,"一次処理",null,"脱水",null,null,null,"①DB（公設公営、直営）",48,0,0,0,2014,"直営",null,"14-2-001-08-001"]
["神奈川県","14819","1420012","足柄上衛生組合","足柄衛生センター",1262,21053,null,null,22315,null,341,null,null,null,null,"資源化物の排出量・売却量","直接埋立無し",null,"焼却無し",null,"標脱",null,"脱水",null,null,null,"②DB（公設公営、一部運転委託）",150,0,3,0,1982,"一部委託",null,"14-2-003-08-001"]
["新潟県","15100","1520001","新潟市","新潟市舞平清掃センター汚泥再生処理センター",7509,45096,281,null,52886,30,60,null,null,null,null,"資源化物の生産量","直接埋立無し",null,"施設外焼却",2021,"高負荷, 膜分離",null,"脱水",null,null,"所内利用（熱利用）, 外部搬出利用（熱利用）","①DB（公設公営、直営）",149,1.8,0.5,230,2003,"直営",null,"15-1-100-08-001"]
["新潟県","15100","1520002","新潟市","新潟市巻処理センター",3996,22716,null,null,26712,null,null,null,899,null,null,"資源化物の生産量","直接埋立無し",null,"施設外焼却",899,"高負荷, 膜分離",null,"脱水, 焼却",null,null,null,"②DB（公設公営、一部運転委託）",73,0,1.75,0,2012,"委託",null,"15-1-100-08-002"]
["新潟県","15204","1520004","三条市","三条市汚泥再生処理センター",5810,39334,null,null,45144,null,null,null,null,null,null,"資源化物の生産量","直接埋立無し",null,"施設外焼却",1375,"高負荷, 膜分離",null,"脱水",null,null,null,"①DB（公設公営、直営）",136,0,1,0,2010,"直営",null,"15-1-204-08-001"]
["新潟県","15205","1520005","柏崎市","クリーンセンターかしわざきし尿処理場",838,16052,null,null,16890,null,null,null,null,null,null,null,"直接埋立無し",null,"施設外焼却",1159,"標脱",null,"脱水, 焼却",null,null,null,"⑥その他公設公営",85,0,0,0,1996,"委託",null,"15-1-205-08-001"]
["新潟県","15206","1520141","新発田市","新発田クリーンアップいなほ",10072,25731,null,null,35803,null,null,null,null,null,null,null,"直接埋立無し",null,"施設外焼却",10,"下水投入",null,"焼却",null,null,null,"④DB+M（公設公営、維持管理のみ委託）",95,0,0,0,2014,"委託",null,"15-1-206-08-001"]
["新潟県","15208","1520006","小千谷市","衛生センター清流園",899,5001,null,null,5900,null,null,null,null,null,null,null,"直接埋立無し",null,"施設外焼却",212,"好気, 浄化槽専用",null,"脱水, 乾燥, 焼却",null,null,null,"②DB（公設公営、一部運転委託）",90,0,0,0,1982,"一部委託",null,"15-1-208-08-001"]
["新潟県","15210","1520008","十日町市","し尿前処理センター",2604,8271,0,0,10875,null,null,null,null,null,null,null,"直接埋立無し",null,"焼却無し",null,"下水投入, 一次処理",null,"その他",null,null,null,"③DB（公設公営、運転委託）",49,0,0,0,2013,"委託",null,"15-1-210-08-001"]
["新潟県","15212","1520010","村上市","村上市し尿処理場",3975.01,10798.23,null,6261.71,21034.95,null,null,null,null,null,null,null,"直接埋立無し",null,"施設外焼却",739.04,"高負荷, 膜分離",null,"脱水, 焼却",null,null,null,null,88,0,0,0,2006,"委託",null,"15-1-212-08-001"]
["新潟県","15213","1520011","燕市","燕市衛生センター",2718,25353,null,null,28071,null,null,null,null,null,null,null,"直接埋立無し",null,"施設内焼却",9280.64,"標脱",null,"脱水, 乾燥, 焼却",null,null,null,"①DB（公設公営、直営）",76,0,0,0,1996,"直営",null,"15-1-213-08-001"]
["新潟県","15216","1520012","糸魚川市","清掃センター／し尿処理施設",1341,2994,null,366,4701,null,null,null,null,null,null,null,"直接埋立無し",null,"焼却無し",null,"下水投入",null,"その他",null,null,null,"③DB（公設公営、運転委託）",45,0,0,0,1992,"一部委託","能力変更","15-1-216-08-001"]
["新潟県","15217","1520013","妙高市","妙高市し尿処理施設",2229,3967,0,0,6196,null,null,null,null,null,null,null,"直接埋立無し",null,"焼却無し",null,"下水投入",null,"その他",null,null,null,"④DB+M（公設公営、維持管理のみ委託）",60,0,0,0,1987,"委託",null,"15-1-217-08-001"]
["新潟県","15222","1520014","上越市","汚泥リサイクルパーク",5490,43472,0,0,48962,60,133,null,null,null,null,"資源化物の排出量・売却量","直接埋立無し",null,"施設外焼却",196,"高負荷, 膜分離",null,"脱水, 乾燥",null,35739,"所内利用（熱利用）","②DB（公設公営、一部運転委託）",240,0,0,548,2000,"一部委託",null,"15-1-222-08-001"]
["新潟県","15224","1520018","佐渡市","佐渡市し尿受入施設",5862,9591,null,null,15453,null,null,null,null,null,null,null,"直接埋立無し",null,"焼却無し",null,"下水投入, 一次処理",null,"その他",null,null,null,"③DB（公設公営、運転委託）",58,0,0,0,2014,"委託",null,"15-1-224-08-001"]
["新潟県","15226","1520142","南魚沼市","し尿等受入施設",2312.2399999999998,12814.25,null,28.26,15154.75,null,null,null,null,null,null,null,"直接埋立無し",null,"焼却無し",null,"下水投入, 一次処理",null,"その他",null,null,null,"③DB（公設公営、運転委託）",71,0,0,0,2018,"委託",null,"15-1-226-08-002"]
["新潟県","15227","1520169","胎内市","し尿等下水道投入施設",1470,3998,null,null,5468,null,null,null,null,null,null,null,"直接埋立無し",null,"焼却無し",null,"下水投入",null,"その他",null,null,null,"④DB+M（公設公営、維持管理のみ委託）",29,0,0,0,2019,"委託",null,"15-1-227-08-002"]
["新潟県","15385","1520021","阿賀町","阿賀町汚泥再生センター",926,3163,0,0,4089,null,null,null,null,null,null,"資源化物の排出量・売却量","直接埋立無し",null,"施設内焼却",226,"嫌気, 好気, 高負荷, 膜分離",null,"脱水, 乾燥",null,null,"所内利用（熱利用）","③DB（公設公営、運転委託）",22,0.5,0.2,182,2001,"委託",null,"15-1-385-08-001"]
["新潟県","15838","1520022","津南地域衛生施設組合","津南地域衛生施設組合し尿処理場",1256,1833,null,null,3089,null,null,null,null,null,null,null,"直接埋立無し",null,"焼却無し",null,"下水投入",null,"その他",null,null,null,"①DB（公設公営、直営）",12,0,0,0,1968,"直営","能力変更","15-2-007-08-001"]
["新潟県","15893","1520023","加茂市・田上町消防衛生保育組合","衛生センター",1496.4,9933.6,null,null,11430,null,null,null,null,null,null,null,"直接埋立無し",null,"施設外焼却",95,"好二段",null,"焼却",null,null,null,"②DB（公設公営、一部運転委託）",20,0,0,0,1972,"一部委託",null,"15-2-003-08-001"]
["新潟県","15947","1520026","五泉地域衛生施設組合","し尿処理場",5913,16136,null,null,22049,null,null,null,null,null,null,null,"直接埋立無し",null,"施設外焼却",812,"標脱",null,"脱水",null,null,null,"④DB+M（公設公営、維持管理のみ委託）",91,0,0,0,1992,"委託",null,"15-2-004-08-001"]
["富山県","16201","1620001","富山市","富山市環境部つばき園",null,13791,null,null,13791,null,null,null,null,null,null,null,"直接埋立無し",null,"施設内焼却",130,"好気, 下水投入, 浄化槽専用, 一次処理",null,"脱水, 焼却",null,null,null,"②DB（公設公営、一部運転委託）",90,0,0,0,1990,"一部委託",null,"16-1-201-08-001"]
["富山県","16202","1620065","高岡市","し尿処理施設",2204.4,9080.8700000000008,null,null,11285.27,null,null,null,null,null,null,null,"直接埋立無し",null,"焼却無し",null,"好気",null,"脱水",null,null,null,"②DB（公設公営、一部運転委託）",66,0,0,0,2002,"委託",null,"16-1-202-08-001"]
["富山県","16205","1620003","氷見市","氷見市クリーンセンター",1790,6510,null,null,8300,null,null,null,215,null,null,"資源化物の排出量・売却量","直接埋立無し",null,"焼却無し",null,"高負荷",null,"脱水, 焼却",null,null,null,"⑤DBM（公設公営）",45,0,0,0,1989,"委託",null,"16-1-205-08-001"]
["富山県","16211","1620005","射水市","射水市衛生センター",982,7397,null,null,8379,null,null,null,null,null,null,null,"直接埋立無し",null,"施設外焼却",304,"嫌気, 好気, 標脱, 焼却, 一次処理",null,"脱水, 乾燥, 焼却",null,null,null,"①DB（公設公営、直営）",116,0,0,0,1987,"直営",null,"16-1-211-08-001"]
["富山県","16842","1620006","砺波地方衛生施設組合","クリーンシステムとなみ",3599,13821,null,null,{"$f":"SUM(F328:I328)","v":17420},null,null,null,684,null,null,"資源化物の排出量・売却量","直接埋立無し",null,"焼却無し",null,"標脱, その他",null,"脱水, その他",null,null,null,"①DB（公設公営、直営）",55,0,4,0,1999,"委託",null,"16-2-004-08-001"]
["富山県","16897","1620032","富山地区広域圏事務組合","富山地区広域圏衛生センター",7033.95,15255.56,null,null,22289.51,null,121,null,null,null,null,"資源化物の生産量","直接埋立無し",null,"焼却無し",null,"標脱, 下水投入",null,"乾燥",null,null,null,"①DB（公設公営、直営）",110,0,0.5,0,2014,"直営",null,"16-2-005-08-001"]
["石川県","17201","1720001","金沢市","西部衛生センター",1245,6622,0,0,7867,null,null,null,null,null,null,null,"直接埋立無し",null,"施設外焼却",59,"一次処理",null,"焼却",null,null,null,"④DB+M（公設公営、維持管理のみ委託）",195,0,0,0,1995,"委託",null,"17-1-201-08-001"]
["石川県","17202","1720002","七尾市","ななかクリーンセンター",1710,17534,null,null,19244,null,null,null,null,null,null,null,"直接埋立無し",null,"焼却無し",null,"下水投入",null,"その他",null,null,null,"③DB（公設公営、運転委託）",79,0,0,0,1997,"委託",null,"17-1-202-08-001"]
["石川県","17204","1720003","輪島市","輪島クリーンセンター宅田分場（し尿処理施設）",1364,6896,null,null,8260,null,null,null,null,null,null,null,"直接埋立無し",null,"施設外焼却",117,"好気, 下水投入, 一次処理",null,"脱水",null,null,null,"②DB（公設公営、一部運転委託）",40,0,0,0,1973,"一部委託",null,"17-1-204-08-001"]
["石川県","17205","1720004","珠洲市","珠洲市浄化センター",853,2229,120,null,3202,10,null,null,null,null,null,"資源化物の生産量","直接埋立無し",null,"焼却無し",null,"その他",null,"脱水, 乾燥",null,null,"所内利用（熱利用）","⑦DB+O（公設民営、長期包括運営委託）",52,1,1,194,2007,"委託",null,"17-1-205-08-001"]
["石川県","17205","1720005","珠洲市","珠洲市・能登町衛生センター",0,0,0,0,0,null,null,null,null,null,null,null,"直接埋立無し",null,"焼却無し",null,"焼却",null,"焼却",null,null,null,"①DB（公設公営、直営）",48,0,0,0,1985,"直営","休止","17-1-205-08-002"]
["石川県","17407","1720098","中能登町","鹿島中部クリーンセンター",1092,null,211,1212,2515,2524,null,null,null,null,null,"資源化物の排出量・売却量","直接埋立無し",null,"焼却無し",null,"その他",null,"脱水, 乾燥",null,null,"外部搬出利用（発電利用）","⑦DB+O（公設民営、長期包括運営委託）",4.3,0.3,8.6999999999999993,224,2017,"委託",null,"17-1-407-08-001"]
["石川県","17461","1720099","穴水町","穴水町し尿処理施設",115,1123,null,null,1238,null,null,null,null,null,null,null,"直接埋立無し",null,"焼却無し",null,"下水投入",null,"その他",null,null,null,"④DB+M（公設公営、維持管理のみ委託）",7,0,0,0,2017,"委託",null,"17-1-461-08-001"]
["石川県","17463","1720006","能登町","能登町衛生センター",835,3320,null,null,4155,null,null,null,null,null,null,null,"直接埋立無し",null,"施設外焼却",58,"下水投入",null,"脱水, 乾燥, 焼却",null,null,null,"①DB（公設公営、直営）",25,0,0,0,1989,"直営",null,"17-1-463-08-001"]
["石川県","17821","1720007","河北郡市広域事務組合","河北郡市浄化センター",622,3640,null,null,4262,null,null,null,null,null,null,null,"直接埋立無し",null,"施設外焼却",465,"下水投入",null,"脱水",null,null,null,"①DB（公設公営、直営）",24.5,0,0,0,2015,"直営",null,"17-2-003-08-001"]
["石川県","17825","1720097","手取川流域環境衛生事業組合（廃止）","手取衛生センター",null,223,null,null,223,null,null,null,null,null,null,null,"直接埋立無し",null,"施設内焼却",25,"浄化槽専用",null,"脱水, 乾燥, 焼却",null,null,null,"①DB（公設公営、直営）",45,0,0,0,1991,"直営","廃止","17-2-004-08-001"]
["石川県","17825","1720008","手取川流域環境衛生事業組合（廃止）","手取衛生センター",86,0,null,null,86,null,null,null,null,null,null,null,"直接埋立無し",null,"施設内焼却",0,"嫌気",null,"脱水, 乾燥, 焼却",null,null,null,"①DB（公設公営、直営）",35,0,0,0,1967,"直営","廃止","17-2-004-08-002"]
["石川県","17837","1720010","羽咋郡市広域圏事務組合","衛生センター",490,10159,null,null,10649,null,null,null,null,null,null,null,"直接埋立無し",null,"施設内焼却",401,"高負荷",null,"脱水, 焼却",null,null,null,"⑦DB+O（公設民営、長期包括運営委託）",80,0,0,0,1994,"委託",null,"17-2-001-08-001"]
["石川県","17841","1720011","白山野々市広域事務組合","松任衛生センター",39,259,null,null,298,null,null,null,null,null,null,null,"直接埋立無し",null,"焼却無し",null,"好気",null,"脱水",null,null,null,"③DB（公設公営、運転委託）",120,0,0,0,1975,"委託","廃止","17-2-008-08-001"]
["石川県","17848","1720012","南加賀広域圏事務組合","小松加賀衛生センター",1290,27773,0,0,29063,null,null,null,null,null,null,null,"直接埋立無し",null,"焼却無し",null,"標脱",null,"脱水, 乾燥",null,null,null,"⑥その他公設公営",95,0,7,0,1994,"直営",null,"17-2-010-08-001"]
["石川県","17848","1720100","南加賀広域圏事務組合","小松加賀衛生センター　新処理棟（高度処理棟）",0,0,0,0,0,null,null,null,null,null,null,null,"直接埋立無し",null,"焼却無し",null,"標脱",null,"脱水, 乾燥",null,null,null,"⑥その他公設公営",95,0,7,0,2020,"直営",null,"17-2-010-08-002"]
["福井県","18201","1820001","福井市","福井市し尿投入所",2194,28271,null,688,31153,null,null,null,null,null,null,null,"直接埋立無し",null,"施設外焼却",875,"一次処理",null,"その他",null,null,null,"②DB（公設公営、一部運転委託）",170,0,0,0,1994,"一部委託",null,"18-1-201-08-001"]
["福井県","18202","1820002","敦賀市","敦賀市衛生処理場",2855,11958,null,null,14813,null,null,null,null,null,null,null,"直接埋立無し",null,"焼却無し",null,"下水投入, その他",null,"その他",null,null,null,null,70,0,0,0,2002,"直営","能力変更","18-1-202-08-001"]
["福井県","18204","1820003","小浜市","小浜市衛生管理所",1241,4330,null,null,5571,null,59,null,null,null,null,"資源化物の排出量・売却量","直接埋立無し",null,"焼却無し",null,"標脱",null,"脱水, 乾燥",null,null,null,"③DB（公設公営、運転委託）",50,0,1,0,1988,"一部委託",null,"18-1-204-08-001"]
["福井県","18205","1820004","大野市","大野市浄化センター",3624,11683,null,null,15307,null,null,null,null,null,null,null,"直接埋立無し",null,"施設外焼却",147,"高負荷",null,"焼却",null,null,null,"①DB（公設公営、直営）",60,0,0.1,0,1999,"直営",null,"18-1-205-08-001"]
["福井県","18481","1820006","高浜町","高浜町浄化センター",635,1191,null,null,1826,null,null,null,null,null,null,null,"直接埋立無し",null,"焼却無し",null,"下水投入",null,"その他",null,null,null,"③DB（公設公営、運転委託）",10,0,0,0,2013,"委託",null,"18-1-481-08-002"]
["福井県","18483","1820007","おおい町","大飯浄化センター",null,1150,null,null,1150,null,22,null,null,null,null,"資源化物の排出量・売却量","直接埋立無し",null,"焼却無し",null,"浄化槽専用",null,"乾燥",null,null,null,"③DB（公設公営、運転委託）",11,0,4,0,1993,"委託",null,"18-1-483-08-001"]
["福井県","18483","1820008","おおい町","名田庄東部浄化センターし尿前処理施設",161,null,null,null,161,null,null,null,null,null,null,"資源化物の排出量・売却量","直接埋立無し",null,"焼却無し",null,"下水投入",null,"焼却",null,null,null,"③DB（公設公営、運転委託）",1,0,0,0,2012,"委託",null,"18-1-483-08-002"]
["福井県","18821","1820037","美浜・三方環境衛生組合","美方汚泥再生処理センター",396,3904,null,null,4300,null,null,null,null,null,null,null,"直接埋立無し",null,"施設外焼却",144,"下水投入",null,"脱水",null,null,null,"⑦DB+O（公設民営、長期包括運営委託）",21,0,21,0,2016,"委託",null,"18-2-006-08-002"]
["福井県","18839","1820010","南越清掃組合","第1清掃センター",1625,21044,null,null,22669,null,null,null,null,null,null,null,"直接埋立無し",null,"施設内焼却",814,"高負荷",null,"脱水, 乾燥, 焼却",null,null,null,"③DB（公設公営、運転委託）",80,0,0,0,1993,"委託",null,"18-2-005-08-001"]
["福井県","18842","1820011","勝山・永平寺衛生管理組合","勝山・永平寺衛生センター",1352,2552,null,null,3904,null,null,null,null,null,null,null,"直接埋立無し",null,"焼却無し",null,"好希釈, 下水投入",null,"その他",null,null,null,"①DB（公設公営、直営）",50,0,0,0,1978,"直営",null,"18-2-003-08-001"]
["福井県","18844","1820012","鯖江広域衛生施設組合","鯖江広域衛生施設組合　鯖江クリーンセンター　し尿処理施設",994,9812,null,null,10806,null,null,null,null,null,null,null,"直接埋立無し",null,"焼却無し",null,"下水投入, 一次処理",null,"焼却",null,null,null,"③DB（公設公営、運転委託）",80,0,0,0,1993,"委託",null,"18-2-002-08-001"]
["福井県","18853","1820045","坂井地区広域連合","さかいクリーンセンター",1582,7837,null,null,9419,null,56.76,null,null,null,null,"資源化物の生産量","直接埋立無し",null,"焼却無し",null,"高負荷, 膜分離, 下水投入",null,"脱水, 乾燥",null,null,null,"⑧DBO（公設民営）",41,0,1,0,2011,"委託",null,"18-2-001-08-001"]
["山梨県","19202","1920002","富士吉田市","富士吉田市環境美化センターし尿処理施設",256,18785,null,null,19041,null,null,null,null,null,null,null,"直接埋立無し",null,"施設内焼却",772,"膜分離",null,"脱水, 乾燥, 焼却",null,null,null,"⑤DBM（公設公営）",90,0,0,0,1992,"委託",null,"19-1-202-08-001"]
["山梨県","19205","1920003","山梨市","山梨市環境センターし尿処理場",511,8351,null,null,8862,null,null,null,null,null,null,null,"直接埋立無し",null,"施設外焼却",421,"標脱",null,"脱水",null,null,null,null,45,0,0,0,1982,"委託",null,"19-1-205-08-001"]
["山梨県","19209","1920004","北杜市","北杜市北部ふるさと公苑",1221,5027,null,null,6248,null,null,null,null,null,null,null,"直接埋立無し",null,"施設内焼却",237,"標脱",null,"脱水, 乾燥, 焼却",null,null,null,"④DB+M（公設公営、維持管理のみ委託）",46,0,0,0,1992,"委託",null,"19-1-209-08-001"]
["山梨県","19211","1920005","笛吹市","笛吹市クリーンセンター",480,7949,null,null,8429,null,null,null,null,null,null,"資源化物の生産量","直接埋立無し",null,"焼却無し",null,"嫌気",null,"脱水",null,null,"所内利用（熱利用）","③DB（公設公営、運転委託）",40,0,0,388,1976,"委託",null,"19-1-211-08-001"]
["山梨県","19212","1920006","上野原市","上野原市クリーンセンターし尿処理施設",772,7465,null,null,8237,null,null,null,null,null,null,null,"直接埋立無し",null,"施設内焼却",393,"好気",null,"脱水, 乾燥, 焼却",null,null,null,"③DB（公設公営、運転委託）",40,0,0,0,1977,"委託",null,"19-1-212-08-001"]
["山梨県","19213","1920007","甲州市","甲州市し尿処理場",566,6049,0,0,6615,null,null,null,null,null,null,null,"直接埋立無し",null,"施設外焼却",6,"標脱",null,"脱水, その他",null,null,null,"⑬PFI-RO（民設民営）",20,0.15,0.18,0,2003,"委託",null,"19-1-213-08-001"]
["山梨県","19366","1920079","南部町","峡南衛生組合し尿処理場南部支所",182,4832,0,0,5014,null,null,null,null,null,null,null,"直接埋立無し",null,"施設内焼却",35,"標脱",null,"脱水, 乾燥",null,null,null,"②DB（公設公営、一部運転委託）",19,0.05,0.03,0,2006,"委託",null,"19-1-366-08-001"]
["山梨県","19871","1920009","峡南衛生組合","峡南衛生組合し尿処理場",632,5231,null,null,5863,null,null,null,null,null,null,null,"直接埋立無し",null,"施設外焼却",153,"膜分離",null,"脱水, 焼却",null,null,null,"①DB（公設公営、直営）",40,0,0,0,1988,"直営",null,"19-2-001-08-001"]
["山梨県","19871","1920075","峡南衛生組合","峡南衛生組合し尿処理場南部支所",182,4832,null,null,5014,null,null,null,null,null,null,null,"直接埋立無し",null,"焼却無し",null,"標脱",null,"脱水, 乾燥",null,null,null,null,19,0.05,0.03,0,2006,"直営",null,"19-2-001-08-002"]
["山梨県","19883","1920010","三郡衛生組合","三郡衛生組合し尿処理施設",865,11409,null,null,12274,null,245,null,null,null,null,"資源化物の生産量","直接埋立無し",null,"焼却無し",null,"嫌気, 好気, 高負荷, 膜分離",null,"脱水",null,null,null,"①DB（公設公営、直営）",61,3,0,0,2000,"直営",null,"19-2-004-08-001"]
["山梨県","19896","1920011","大月都留広域事務組合","大月都留し尿処理場",259,14380,null,null,14639,null,null,null,null,null,null,null,"直接埋立無し",null,"施設外焼却",594,"嫌気, 好二段",null,"脱水, 焼却",null,null,null,"②DB（公設公営、一部運転委託）",92,0,0,0,1986,"一部委託",null,"19-2-008-08-001"]
["山梨県","19907","1920012","青木ヶ原衛生センター","青木ヶ原衛生センター",108.5,9187,null,null,9295.5,26280,204.9,null,null,null,null,"資源化物の生産量","直接埋立無し",null,"施設外焼却",120.1,"嫌気",null,"脱水, 焼却",null,null,null,null,50,0,1,76.8,1972,"直営",null,"19-2-007-08-001"]
["山梨県","19924","1920013","中巨摩地区広域事務組合","中巨摩地区広域事務組合衛生センター",889,19949,null,null,20838,null,null,null,null,null,null,null,"直接埋立無し",null,"施設内焼却",116,"高負荷, 焼却",null,"脱水, 乾燥",null,null,null,"①DB（公設公営、直営）",85,0,0,0,1993,"直営",null,"19-2-009-08-001"]
["山梨県","19930","1920014","峡北広域行政事務組合","峡北南部衛生センター",1176,9923,null,null,11099,null,null,null,null,null,null,null,"直接埋立無し",null,"焼却無し",null,"好気",null,"脱水",null,null,null,"①DB（公設公営、直営）",72,0,0,0,1976,"直営",null,"19-2-002-08-001"]
["長野県","20201","2020001","長野市","長野市衛生センター",11234,6793,null,null,18027,null,555,null,null,null,null,"資源化物の排出量・売却量","直接埋立無し",null,"焼却無し",null,"標脱",null,"脱水",null,null,null,"①DB（公設公営、直営）",180,0,0,0,1986,"直営",null,"20-1-201-08-001"]
["長野県","20201","2020002","長野市","犀峡衛生センター",0,0,null,null,0,null,null,null,null,null,null,null,"直接埋立無し",null,"焼却無し",null,"膜分離",null,"脱水, 乾燥, 焼却",null,null,null,null,27,0,0,0,1995,"直営","休止","20-1-201-08-002"]
["長野県","20212","2020003","大町市","大町市クリーンプラント",4150,3668,null,null,7818,null,null,null,null,null,null,null,"直接埋立無し",null,"施設内焼却",487,"膜分離",null,"脱水, 乾燥, 焼却",null,null,null,"③DB（公設公営、運転委託）",60,0,0,0,1997,"委託",null,"20-1-212-08-001"]
["長野県","20350","2020142","長和町","長和町汚泥再生処理センター",2439,478,null,4,2921,null,null,null,null,null,null,null,"直接埋立無し",null,"焼却無し",null,"標脱",null,"脱水, 乾燥",null,null,null,"⑤DBM（公設公営）",10,0,0.45,0,2018,"委託",null,"20-1-350-08-001"]
["長野県","20813","2020004","川西保健衛生施設組合","川西保健衛生施設組合川西衛生センター",4833,3204,0,0,8037,null,1760,null,null,null,null,"資源化物の排出量・売却量","直接埋立無し",null,"焼却無し",null,"標脱",null,"その他",null,null,null,"⑦DB+O（公設民営、長期包括運営委託）",36,0,0,0,1984,"委託",null,"20-2-019-08-001"]
["長野県","20830","2020005","浅麓環境施設組合","浅麓環境施設組合浅麓汚泥再生処理センター",10142,16888,8514,null,35544,16170,1949,null,null,null,null,"資源化物の生産量","直接埋立無し",null,"焼却無し",null,"高負荷",null,"脱水",null,null,"所内利用（発電利用）, 所内利用（熱利用）","③DB（公設公営、運転委託）",123,52,3869,3512,2006,"委託",null,"20-2-020-08-001"]
["長野県","20831","2020006","千曲衛生施設組合","千曲衛生センター",14594,7132,null,null,21726,null,108,null,null,null,null,"資源化物の排出量・売却量","直接埋立無し",null,"焼却無し",null,"標脱",null,"脱水, 乾燥",null,null,null,"①DB（公設公営、直営）",310,0,1.64,0,1993,"直営",null,"20-2-018-08-001"]
["長野県","20838","2020007","佐久平環境衛生組合（廃止）","佐久平環境衛生センター",10411,11932,null,null,22343,null,null,null,null,null,null,null,"直接埋立無し",null,"施設内焼却",50,"標脱",null,"脱水, 乾燥, 焼却",null,null,null,"⑥その他公設公営",83,0,0,0,1984,"委託",null,"20-2-011-08-001"]
["長野県","20860","2020009","穂高広域施設組合","穂高クリーンセンターし尿処理施設",6974,6758,0,0,13732,null,null,null,null,null,null,null,"直接埋立無し",null,"施設外焼却",709,"標脱",null,"脱水",null,null,null,"③DB（公設公営、運転委託）",78,0,0,0,1991,"委託",null,"20-2-025-08-001"]
["長野県","20875","2020010","湖北行政事務組合","湖北衛生センター",1975,377,null,null,2352,null,null,null,null,null,null,null,"直接埋立無し",null,"焼却無し",null,"標脱",null,"脱水",null,null,null,"①DB（公設公営、直営）",50,0,0,0,1991,"直営",null,"20-2-009-08-001"]
["長野県","20878","2020011","諏訪市・茅野市衛生施設組合","諏訪市・茅野市衛生施設組合中央アメニティパーク",4089,2028,null,null,6117,null,null,null,null,null,null,null,"直接埋立無し",null,"焼却無し",null,"下水投入",null,"その他",null,null,null,"③DB（公設公営、運転委託）",40,0,0,0,2011,"委託",null,"20-2-015-08-001"]
["長野県","20880","2020012","伊那中央行政組合","伊那中央行政組合伊那中央衛生センター",9128,14491,null,null,23619,null,1030,null,null,null,null,"資源化物の排出量・売却量","直接埋立無し",null,"焼却無し",null,"好気",null,"脱水, 乾燥",null,null,null,"①DB（公設公営、直営）",200,0,8,0,1980,"直営",null,"20-2-001-08-001"]
["長野県","20882","2020013","伊南行政組合","伊南行政組合伊南衛生センター",4134,4872,null,null,9006,null,null,null,null,null,null,null,"直接埋立無し",null,"焼却無し",null,"下水投入",null,"脱水",null,null,null,"②DB（公設公営、一部運転委託）",26,0,0,0,1982,"直営","能力変更","20-2-002-08-001"]
["長野県","20920","2020014","北部衛生施設組合","北部衛生施設組合北部衛生センター",2957,1865,null,null,4822,null,null,null,null,null,null,null,"直接埋立無し",null,"焼却無し",null,"高負荷, 膜分離",null,"脱水, 焼却",null,null,null,"⑤DBM（公設公営）",42,0,0,0,1992,"直営",null,"20-2-027-08-001"]
["長野県","20927","2020015","木曽広域連合","環境センター",3783,10363,null,null,14146,null,null,null,null,null,null,null,"直接埋立無し",null,"焼却無し",null,"高負荷",null,"脱水",null,null,null,"①DB（公設公営、直営）",80,0,0,0,1989,"一部委託",null,"20-2-028-08-001"]
["長野県","20928","2020016","南信州広域連合","飯田竜水園",7429,12829,null,null,20258,null,null,null,null,null,null,null,"直接埋立無し",null,"焼却無し",null,"高負荷, 膜分離",null,"脱水",null,null,null,"①DB（公設公営、直営）",75,0,0,0,1993,"直営",null,"20-2-022-08-001"]
["長野県","20936","2020017","須高行政事務組合","須高衛生センター",5447,1159,null,null,6606,null,null,null,null,null,null,null,"直接埋立無し",null,"焼却無し",null,"下水投入, 一次処理",null,"その他",null,null,null,"④DB+M（公設公営、維持管理のみ委託）",157,0,2,0,1986,"委託",null,"20-2-017-08-001"]
["長野県","20940","2020018","上田地域広域連合","上田地域広域連合清浄園",8510,14109,null,null,22619,null,41.7,null,null,null,null,"資源化物の生産量","直接埋立無し",null,"施設内焼却",1358,"標脱",null,"焼却",null,null,null,"①DB（公設公営、直営）",280,0,2,0,1997,"直営",null,"20-2-014-08-001"]
["長野県","20942","2020019","岳北広域行政組合","岳北広域行政組合グリーンパークみゆき野",1304,1224,null,254,2782,null,null,null,null,null,null,null,"直接埋立無し",null,"施設内焼却",114,"高負荷",null,"脱水, 乾燥, 焼却",null,null,null,"⑨その他公設民営",35,0.05,0.1,0,2000,"委託",null,"20-2-006-08-001"]
["長野県","20960","2020021","松塩地区広域施設組合","あずさセンター(し尿処理施設)",4733,3981,null,null,8714,null,null,null,356,null,null,"資源化物の排出量・売却量","直接埋立無し",null,"施設外焼却",356,"一次処理",null,"脱水",null,null,null,"③DB（公設公営、運転委託）",32,0,0,0,1988,"委託",null,"20-2-012-08-001"]
["長野県","20965","2020022","南諏衛生施設組合","南諏衛生センター　　し尿処理施設",3032,857,null,464,4353,null,null,null,null,null,null,null,"直接埋立無し",null,"施設内焼却",48,"高負荷, 膜分離",null,"脱水, 乾燥, 焼却",null,null,null,"⑤DBM（公設公営）",42,0,0,0,1992,"委託",null,"20-2-023-08-001"]
["長野県","20971","2020023","下伊那郡西部衛生施設組合","汚泥再生処理センターくりーんひる西部",567,2529,null,null,{"$f":"SUM(F392:I392)","v":3096},null,null,null,null,null,null,null,"直接埋立無し",null,"施設外焼却",146,"好気, 高負荷, 膜分離",null,"脱水",null,null,null,"①DB（公設公営、直営）",16,8,0,400,2000,"直営",null,"20-2-004-08-001"]
["長野県","20988","2020024","白馬山麓事務組合","クリーンコスモ姫川",1568,2645,null,null,4213,null,null,null,null,null,null,null,"直接埋立無し",null,"焼却無し",null,"高負荷, 膜分離",null,"脱水",null,null,null,"③DB（公設公営、運転委託）",45,0,0,0,1994,"委託",null,"20-2-024-08-001"]
["長野県","20997","2020025","下伊那南部総合事務組合","下伊那南部総合事務組合泰阜クリーンセンター",1038,4020,null,874,5932,null,null,null,null,null,null,null,"直接埋立無し",null,"施設外焼却",216,"高負荷, 膜分離",null,"焼却",null,null,null,"①DB（公設公営、直営）",20,0,0,0,1999,"直営",null,"20-2-005-08-001"]
["岐阜県","21201","2120001","岐阜市","寺田プラント",null,40696,null,null,40696,null,null,null,null,null,null,null,"直接埋立無し",null,"施設外焼却",905,"下水投入, 浄化槽専用",null,"脱水",null,null,null,"①DB（公設公営、直営）",160,0,0,0,1972,"一部委託",null,"21-1-201-08-001"]
["岐阜県","21203","2120002","高山市","高山市久々野衛生センター",548,3877,null,null,4425,null,null,null,null,null,null,null,"直接埋立無し",null,"施設外焼却",132,"高負荷",null,"脱水",null,null,null,null,25,0,0,0,1987,"委託",null,"21-1-203-08-001"]
["岐阜県","21203","2120003","高山市","高山市環境センター",3057,8751,null,null,11808,null,null,null,null,null,null,null,"直接埋立無し",null,"施設外焼却",0,"高負荷",null,"その他",null,null,null,null,80,0,0,0,1986,"委託",null,"21-1-203-08-002"]
["岐阜県","21204","2120004","多治見市","多治見市月見センター",2017,5916,null,null,7933,null,null,null,null,null,null,null,"直接埋立無し",null,"施設外焼却",190,"標脱",null,"脱水",null,null,null,"①DB（公設公営、直営）",61,0,0,0,1990,"直営",null,"21-1-204-08-001"]
["岐阜県","21205","2120005","関市","関市浄化センター",757,8488,null,null,9245,null,null,null,null,null,null,null,"直接埋立無し",null,"施設外焼却",10,"好二段",null,"脱水, 乾燥",null,null,null,"①DB（公設公営、直営）",40,0,0,0,1980,"一部委託",null,"21-1-205-08-001"]
["岐阜県","21206","2120094","中津川市","汚泥処理センター",8158,11001,null,null,19159,null,null,null,null,null,null,"資源化物の排出量・売却量","直接埋立無し",null,"施設外焼却",892,"高負荷, 膜分離",null,"脱水",null,null,null,"①DB（公設公営、直営）",65,0,2.7E-2,0,2019,"直営",null,"21-1-206-08-003"]
["岐阜県","21207","2120008","美濃市","美濃市衛生センター",921,4376,null,null,5297,null,null,null,null,null,null,null,"直接埋立無し",null,"施設内焼却",11,"高負荷",null,"脱水, 乾燥, 焼却",null,null,null,null,40,0,0,0,1993,"直営",null,"21-1-207-08-001"]
["岐阜県","21209","2120010","羽島市","羽島市環境プラント",1701,31131,null,null,32832,null,null,null,null,null,null,null,"直接埋立無し",null,"施設内焼却",800,"標脱",null,"脱水, 乾燥, 焼却",null,null,null,"②DB（公設公営、一部運転委託）",70,0,0,0,2001,"一部委託",null,"21-1-209-08-001"]
["岐阜県","21210","2120011","恵那市","恵那市藤花苑",2398,8939,4,930,12271,null,null,null,null,null,null,null,"直接埋立無し",null,"施設内焼却",34,"膜分離",null,"焼却",null,null,null,"①DB（公設公営、直営）",35,0,0,0,1996,"直営",null,"21-1-210-08-001"]
["岐阜県","21210","2120012","恵那市","恵那市恵南衛生センター",1394,5302,147,385,7228,null,null,null,null,null,null,null,"直接埋立無し",null,"焼却無し",null,"下水投入",null,"脱水",null,null,null,"⑦DB+O（公設民営、長期包括運営委託）",25,0,0,0,2014,"委託",null,"21-1-210-08-002"]
["岐阜県","21212","2120013","土岐市","土岐市衛生センター",2278,8369,null,null,10647,null,null,null,null,null,null,null,"直接埋立無し",null,"施設内焼却",552,"嫌気, 好気, 高負荷, 膜分離, 焼却",null,"脱水, 乾燥, 焼却",null,null,null,"①DB（公設公営、直営）",64,0,0,0,1996,"直営",null,"21-1-212-08-001"]
["岐阜県","21213","2120014","各務原市","各務原市クリーンセンター",2846,40001,null,null,42847,null,null,null,null,null,1095,"資源化物の排出量・売却量","直接埋立無し",null,"焼却無し",null,"その他",null,"脱水",null,null,null,"①DB（公設公営、直営）",126,126,0,0,1990,"直営",null,"21-1-213-08-001"]
["岐阜県","21217","2120015","飛騨市","みずほクリーンセンター汚泥再生処理施設",1752,10386,0,0,12138,null,3,null,null,null,null,"資源化物の生産量","直接埋立無し",null,"施設外焼却",277,"高負荷, 膜分離",null,"脱水",null,null,null,"②DB（公設公営、一部運転委託）",40,0,0.9,0,2003,"委託",null,"21-1-217-08-001"]
["岐阜県","21217","2120016","飛騨市","北吉城クリーンセンター",0,0,0,0,0,null,null,null,null,null,null,null,"直接埋立無し",null,"焼却無し",null,"高負荷, 膜分離",null,"焼却",null,null,null,"②DB（公設公営、一部運転委託）",32,0,0,0,1996,"委託","廃止","21-1-217-08-002"]
["岐阜県","21219","2120090","郡上市","郡上環境衛生センター",2264,13922,36,null,16222,null,114,null,null,null,null,"資源化物の生産量","直接埋立有り",2,"施設外焼却",27,"高負荷, 膜分離",null,"脱水",null,null,null,"②DB（公設公営、一部運転委託）",90,2,5,0,2002,"一部委託",null,"21-1-219-08-001"]
["岐阜県","21220","2120018","下呂市","中山浄化園",1495,8567,0,0,10062,null,null,null,null,null,null,null,"直接埋立無し",null,"施設外焼却",281,"好気",null,"焼却",null,null,null,"⑤DBM（公設公営）",66,0,0,0,1977,"直営",null,"21-1-220-08-001"]
["岐阜県","21821","2120017","岐阜羽島衛生施設組合","衛生センターし尿処理施設",4526,10454,null,null,14980,null,null,null,null,null,null,null,"直接埋立無し",null,"施設外焼却",390,"標脱",null,"脱水",null,null,null,"①DB（公設公営、直営）",100,0,0,0,1981,"直営",null,"21-2-003-08-001"]
["岐阜県","21822","2120020","大垣衛生施設組合","大垣衛生センター",6348,99793,null,null,106141,null,null,null,null,null,null,null,"直接埋立無し",null,"施設外焼却",875,"高負荷, その他",null,"脱水",null,null,null,"①DB（公設公営、直営）",340,0,0,0,2001,"直営",null,"21-2-007-08-001"]
["岐阜県","21823","2120022","可茂衛生施設利用組合","緑ヶ丘クリーンセンター汚泥再生処理施設",4931,40849,null,null,45780,null,null,null,null,null,41,"資源化物の排出量・売却量","直接埋立無し",null,"施設内焼却",374,"標脱",null,"脱水, 乾燥, 焼却, その他",null,null,null,"⑨その他公設民営",100,0,2.4,0,2004,"一部委託",null,"21-2-002-08-002"]
["岐阜県","21824","2120093","南濃衛生施設利用事務組合","南濃衛生施設利用事務組合衛生センター",3156.84,17530.59,0,0,20687.43,null,null,null,null,null,null,null,"直接埋立無し",null,"施設外焼却",741.97,"その他",null,"脱水",null,null,"所内利用（熱利用）","①DB（公設公営、直営）",89,0,0,0,1963,"直営",null,"21-2-009-08-001"]
["岐阜県","21824","2120023","南濃衛生施設利用事務組合","南濃衛生施設利用事務組合衛生センター",0,0,0,0,0,null,null,null,null,null,null,null,"直接埋立無し",null,"施設外焼却",0,"その他",null,"脱水",null,null,null,"①DB（公設公営、直営）",0,0,0,0,1986,"直営","休止","21-2-009-08-002"]
["岐阜県","21824","2120095","南濃衛生施設利用事務組合","南濃衛生施設利用事務組合衛生センター",0,0,0,0,0,null,null,null,null,null,null,null,"直接埋立無し",null,"施設外焼却",0,"高負荷, 膜分離",null,"脱水",null,null,null,"①DB（公設公営、直営）",65,0,3,0,2022,"直営",null,"21-2-009-08-003"]
["岐阜県","21825","2120024","もとす広域連合","もとす広域連合衛生施設(西棟)",1086,50585,null,null,51671,null,null,null,null,null,null,null,"直接埋立無し",null,"焼却無し",null,"標脱",null,"その他",null,null,null,"①DB（公設公営、直営）",126,0,0,0,1982,"直営",null,"21-2-001-08-001"]
["岐阜県","21825","2120025","もとす広域連合","もとす広域連合衛生施設(東棟)",351,16369,null,null,16720,null,null,null,null,null,null,null,"直接埋立無し",null,"焼却無し",null,"標脱",null,"脱水",null,null,null,"①DB（公設公営、直営）",72,0,0,0,1989,"直営",null,"21-2-001-08-002"]
["岐阜県","21900","2120026","岐北衛生施設利用組合","岐北衛生センター",1814,16891,null,null,18705,null,null,null,null,null,null,null,"直接埋立無し",null,"施設外焼却",637,"高負荷",null,"脱水",null,null,null,null,70,0,0,0,1986,"直営",null,"21-2-004-08-001"]
["静岡県","22100","2220001","静岡市","静岡衛生センター",3496,51158,null,null,54654,null,null,null,null,null,null,null,"直接埋立無し",null,"施設外焼却",1679,"下水投入",null,"脱水",null,null,null,"①DB（公設公営、直営）",260,0,0,0,1967,"委託",null,"22-1-100-08-001"]
["静岡県","22100","2220002","静岡市","清水衛生センター",1619,33569,null,null,35188,null,null,null,null,null,null,null,"直接埋立無し",null,"施設外焼却",1033,"標脱",null,"脱水",null,null,null,"③DB（公設公営、運転委託）",200,0,0,0,1991,"委託",null,"22-1-100-08-002"]
["静岡県","22100","2220003","静岡市","庵原衛生プラント",796,15823,null,null,16619,null,null,null,null,null,null,null,"直接埋立無し",null,"施設外焼却",271,"標脱, 高負荷, 膜分離",null,"脱水",null,null,null,"③DB（公設公営、運転委託）",76.900000000000006,0,0,0,1993,"委託",null,"22-1-100-08-003"]
["静岡県","22130","2220004","浜松市","浜松市東部衛生工場",5614,48509,null,null,54123,null,326,null,null,null,null,"資源化物の排出量・売却量","直接埋立無し",null,"施設内焼却",3988,"標脱",null,"脱水, 乾燥, 焼却",null,null,null,"③DB（公設公営、運転委託）",200,0,3.7,0,1986,"委託",null,"22-1-130-08-001"]
["静岡県","22130","2220005","浜松市","浜松市西部衛生工場",4142,48983,null,null,53125,null,null,null,null,null,null,null,"直接埋立無し",null,"焼却無し",null,"下水投入",null,"その他",null,null,null,"③DB（公設公営、運転委託）",400,0,0,0,1981,"委託",null,"22-1-130-08-002"]
["静岡県","22130","2220007","浜松市","浜松市天竜衛生センター",0,0,0,0,0,null,null,null,null,null,null,null,"直接埋立無し",null,"焼却無し",null,"標脱",null,"脱水, 乾燥, 焼却",null,null,null,"③DB（公設公営、運転委託）",70,0,1.4,0,1991,"直営","休止","22-1-130-08-004"]
["静岡県","22203","2220009","沼津市","沼津市衛生プラント(アクアプラザ)",2045,42672,null,null,44717,null,null,null,null,null,null,null,"直接埋立無し",null,"焼却無し",null,"膜分離, 下水投入",null,"脱水, 乾燥",null,null,null,"⑥その他公設公営",158,0,0,0,2004,"一部委託",null,"22-1-203-08-001"]
["静岡県","22203","2220010","沼津市","沼津市戸田衛生センター",28,610,null,null,638,null,null,null,null,null,null,null,"直接埋立無し",null,"焼却無し",null,"好気",null,"脱水",null,null,null,"⑥その他公設公営",12,0,0,0,1970,"直営",null,"22-1-203-08-002"]
["静岡県","22205","2220152","熱海市","熱海市エコ・プラント姫の沢　し尿等中継設備",477,15433,null,null,15910,null,null,null,null,null,null,null,"直接埋立無し",null,"焼却無し",null,"その他",null,"その他",null,null,null,"③DB（公設公営、運転委託）",49.1,0,0,0,2020,"委託",null,"22-1-205-08-002"]
["静岡県","22205","2220153","熱海市","熱海市浄水管理センター　し尿等受入投入設備",477,15433,null,null,15910,null,null,null,null,null,null,null,"直接埋立無し",null,"施設外焼却",7,"下水投入",null,"脱水, 焼却",null,null,null,"③DB（公設公営、運転委託）",80,0,0,0,2020,"委託",null,"22-1-205-08-003"]
["静岡県","22206","2220012","三島市","三島市衛生プラント",290,12378,0,0,12668,null,null,null,null,null,null,"資源化物の排出量・売却量","直接埋立無し",null,"施設外焼却",518,"好気, 下水投入, 一次処理",null,"脱水",null,null,null,"③DB（公設公営、運転委託）",73,0,0,0,1988,"委託",null,"22-1-206-08-001"]
["静岡県","22207","2220013","富士宮市","衛生プラント",2384,44316,null,null,46700,null,null,null,null,null,null,null,"直接埋立無し",null,"施設外焼却",1532,"高負荷",null,"脱水",null,null,null,"④DB+M（公設公営、維持管理のみ委託）",150,0,0,0,1989,"一部委託",null,"22-1-207-08-001"]
["静岡県","22208","2220014","伊東市","伊東市クリーンセンター",13,28300,null,null,28313,null,null,null,null,null,null,null,"直接埋立無し",null,"施設外焼却",878,"嫌気, 好気, 高負荷, 膜分離",null,"脱水",null,null,null,"①DB（公設公営、直営）",96,0,3,0,1993,"直営",null,"22-1-208-08-001"]
["静岡県","22209","2220038","島田市","クリーンセンター",2816.53,53058.82,null,null,55875.35,null,null,null,null,null,null,null,"直接埋立有り",84,"施設外焼却",1350,"標脱",null,"脱水, 乾燥",null,null,null,"①DB（公設公営、直営）",152,0,0.37,0,1990,"直営",null,"22-1-209-08-001"]
["静岡県","22210","2220015","富士市","富士市クリーンセンターききょう",2343,57204,null,null,59547,null,null,null,null,null,null,null,"直接埋立無し",null,"施設外焼却",1408,"高負荷, 膜分離",null,"脱水",null,null,null,"⑦DB+O（公設民営、長期包括運営委託）",186,0,0,0,1997,"委託",null,"22-1-210-08-001"]
["静岡県","22211","2220016","磐田市","磐田市衛生プラント",3746,22692,null,null,26438,null,null,null,null,null,null,null,"直接埋立無し",null,"施設外焼却",593,"下水投入, 一次処理",null,"脱水",null,null,null,"②DB（公設公営、一部運転委託）",98,0,0,0,1989,"一部委託",null,"22-1-211-08-001"]
["静岡県","22213","2220017","掛川市","掛川市衛生センター",1241,47000,null,null,48241,null,null,null,null,null,null,null,"直接埋立無し",null,"施設内焼却",1637,"高負荷, 焼却, 下水投入, 一次処理",null,"脱水, 乾燥, 焼却",null,null,null,"⑦DB+O（公設民営、長期包括運営委託）",150,0,0,0,1994,"委託","能力変更","22-1-213-08-001"]
["静岡県","22221","2220018","湖西市","湖西市衛生プラント",1586,28986,null,null,30572,null,null,null,null,null,null,null,"直接埋立無し",null,"焼却無し",null,"標脱",null,"脱水",null,null,null,"⑦DB+O（公設民営、長期包括運営委託）",92.3,0,0,0,1964,"委託",null,"22-1-221-08-001"]
["静岡県","22222","2220106","伊豆市","伊豆市汚泥再生処理センター",226,7293,null,null,7519,null,null,null,null,null,null,null,"直接埋立無し",null,"施設外焼却",271,"高負荷, 膜分離, 浄化槽専用",null,"脱水, 焼却",null,null,null,"⑦DB+O（公設民営、長期包括運営委託）",28,0,1,0,2015,"委託",null,"22-1-222-08-001"]
["静岡県","22225","2220021","伊豆の国市","長岡し尿処理場",0,0,null,null,0,null,null,null,null,null,null,null,"直接埋立無し",null,"施設外焼却",0,"高負荷",null,"脱水",null,null,null,"③DB（公設公営、運転委託）",15,0,0,0,1990,"委託","廃止","22-1-225-08-001"]
["静岡県","22225","2220022","伊豆の国市","韮山し尿処理場",0,0,null,null,0,null,null,null,null,null,null,null,"直接埋立無し",null,"施設外焼却",0,"好一段",null,"脱水, 乾燥",null,null,null,"③DB（公設公営、運転委託）",20,0,0,0,1977,"委託","廃止","22-1-225-08-002"]
["静岡県","22325","2220024","函南町","函南町し尿処理場",142,3277,null,null,3419,null,null,null,null,null,null,"資源化物の生産量","直接埋立無し",null,"施設外焼却",12,"好気",null,"焼却",null,null,null,"①DB（公設公営、直営）",20,0,20,0,1985,"直営",null,"22-1-325-08-001"]
["静岡県","22429","2220154","川根本町","クリーンピュア川根本町",330,4197,null,null,4527,null,33,null,null,null,null,"資源化物の生産量","直接埋立無し",null,"焼却無し",null,"高負荷, 膜分離",null,"脱水, 乾燥, 焼却, その他",null,null,null,"③DB（公設公営、運転委託）",25,25,0,0,2003,"委託",null,"22-1-429-08-001"]
["静岡県","22816","2220025","東遠広域施設組合","東遠衛生センター",3038,63825,24.6,null,66887.600000000006,null,0.6,null,null,null,17.899999999999999,"資源化物の排出量・売却量","直接埋立無し",null,"施設内焼却",1551,"高負荷, 膜分離",null,"乾燥, 焼却",null,null,null,"②DB（公設公営、一部運転委託）",195,0.2,0.2,0,2001,"一部委託",null,"22-2-011-08-001"]
["静岡県","22824","2220026","御殿場市・小山町広域行政組合","衛生センター",1608,43752,null,null,45360,null,null,null,null,null,null,null,"直接埋立無し",null,"施設外焼却",1419,"標脱",null,"脱水",null,null,null,"②DB（公設公営、一部運転委託）",140,0,0,0,1985,"一部委託",null,"22-2-004-08-001"]
["静岡県","22825","2220027","東河環境センター","し尿処理施設",105,10608,null,null,10713,null,null,null,null,null,null,null,"直接埋立無し",null,"施設外焼却",467,"標脱",null,"脱水",null,null,null,"①DB（公設公営、直営）",36,0,0,0,1988,"直営",null,"22-2-012-08-001"]
["静岡県","22828","2220028","南豆衛生プラント組合","汚泥処理クリ-ンセンタ-",258,10021,395,null,10674,null,57,null,null,null,null,"資源化物の生産量","直接埋立無し",null,"焼却無し",null,"高負荷, 膜分離",null,"脱水, 乾燥",null,null,null,"②DB（公設公営、一部運転委託）",43,3.2,0.3,0,2006,"一部委託",null,"22-2-013-08-001"]
["静岡県","22847","2220030","西豆衛生プラント組合","西豆衛生プラント",380,11493,null,null,11873,null,null,null,null,null,null,null,"直接埋立無し",null,"施設外焼却",391,"高負荷, 膜分離",null,"脱水",null,null,null,"③DB（公設公営、運転委託）",44,0,0,0,2007,"委託",null,"22-2-007-08-001"]
["静岡県","22853","2220031","裾野市長泉町衛生施設組合","いずみ苑",166,5815,0,0,5981,null,null,null,null,null,null,null,"直接埋立無し",null,"施設外焼却",171,"標脱",null,"脱水",null,null,null,"⑦DB+O（公設民営、長期包括運営委託）",30,0,0,0,1981,"委託",null,"22-2-006-08-001"]
["静岡県","22853","2220032","裾野市長泉町衛生施設組合","中島苑",434,17001,0,0,17435,null,null,null,null,null,null,null,"直接埋立無し",null,"施設外焼却",445,"標脱",null,"脱水",null,null,null,"⑦DB+O（公設民営、長期包括運営委託）",60,0,0,0,1989,"委託",null,"22-2-006-08-002"]
["静岡県","22909","2220033","袋井市森町広域行政組合","袋井衛生センター",1780.9,48883.46,null,null,50664.36,null,null,null,null,null,null,null,"直接埋立無し",null,"施設外焼却",1477,"嫌気, 好気, 高負荷, 膜分離",null,"脱水, 焼却",null,null,null,"③DB（公設公営、運転委託）",150,0,0,0,1986,"委託",null,"22-2-009-08-001"]
["静岡県","22921","2220156","志太広域事務組合","藤枝環境管理センター",1830.49,47767.89,0,0,49598.38,null,null,0.12,null,null,null,"資源化物の生産量","直接埋立無し",null,"施設内焼却",1347.3,"標脱, 膜分離",null,"焼却",null,null,null,"③DB（公設公営、運転委託）",160,0,0,0,2021,"委託",null,"22-2-005-08-003"]
["静岡県","22921","2220157","志太広域事務組合","大井川環境管理センター",1768,54695,0,0,56463,null,null,null,null,null,null,null,"直接埋立無し",null,"施設内焼却",1523.8,"高負荷, 膜分離",null,"焼却",null,null,null,"③DB（公設公営、運転委託）",210,0,0,0,2021,"委託",null,"22-2-005-08-004"]
["静岡県","22937","2220036","吉田町牧之原市広域施設組合","衛生センター",1005,28337,null,null,29342,null,null,null,null,null,null,null,"直接埋立無し",null,"施設内焼却",139,"膜分離",null,"乾燥",null,null,null,"⑦DB+O（公設民営、長期包括運営委託）",82,0,0,0,1995,"委託",null,"22-2-003-08-001"]
["愛知県","23201","2320001","豊橋市","豊橋市資源化センター(し尿処理施設)",0,0,0,0,0,null,null,null,null,null,null,null,"直接埋立無し",null,"焼却無し",null,"標脱",null,"脱水, 焼却",null,null,null,"①DB（公設公営、直営）",243,0,0,0,1980,"直営",null,"23-1-201-08-001"]
["愛知県","23202","2320002","岡崎市","岡崎市八帖クリーンセンターし尿処理施設",1780,37794,null,127,39701,null,null,null,null,null,null,null,"直接埋立無し",null,"施設外焼却",1446,"標脱, 下水投入",null,"脱水",null,null,null,"①DB（公設公営、直営）",320,0,0,0,1991,"直営",null,"23-1-202-08-001"]
["愛知県","23203","2320003","一宮市","一宮市衛生処理場(し尿処理施設)",8603.07,34117.74,null,null,{"$f":"SUM(F456:I456)","v":42720.81},null,null,null,null,null,null,null,"直接埋立無し",null,"施設外焼却",1344.38,"標脱, 下水投入",null,"脱水, 焼却",null,null,null,"③DB（公設公営、運転委託）",100,0,0,0,1988,"委託",null,"23-1-203-08-001"]
["愛知県","23203","2320004","一宮市","一宮市衛生処理場(浄化槽汚泥処理施設)",null,39086.49,null,null,39086.49,null,null,null,null,null,null,null,"直接埋立無し",null,"施設外焼却",1274.79,"標脱",null,"脱水, 焼却",null,null,null,"③DB（公設公営、運転委託）",100,0,0,0,1996,"委託",null,"23-1-203-08-002"]
["愛知県","23203","2320005","一宮市","一宮市第2衛生処理場(平成25年度より休止中)",0,0,0,0,0,null,null,null,null,null,null,null,"直接埋立無し",null,"焼却無し",null,"嫌気, 焼却, 下水投入, 一次処理",null,"脱水, 焼却",null,null,null,"①DB（公設公営、直営）",80,0,0,0,1962,"直営","休止","23-1-203-08-003"]
["愛知県","23204","2320006","瀬戸市","瀬戸市クリーンセンター",2761,26508,null,null,29269,null,null,null,null,null,null,null,"直接埋立無し",null,"焼却無し",null,"高負荷",null,"脱水",null,null,null,"①DB（公設公営、直営）",125,0,0,0,1987,"直営",null,"23-1-204-08-001"]
["愛知県","23206","2320007","春日井市","春日井市衛生プラント",5568,48665,null,null,54233,null,null,null,null,null,null,null,"直接埋立無し",null,"施設内焼却",1815,"標脱",null,"脱水, 乾燥, 焼却",null,null,null,"②DB（公設公営、一部運転委託）",190,0,0,0,1988,"一部委託",null,"23-1-206-08-001"]
["愛知県","23210","2320009","刈谷市","刈谷市環境センター",824,19261,null,null,20085,null,null,null,null,null,null,null,"直接埋立無し",null,"施設内焼却",102,"高負荷, 膜分離, 下水投入",null,"脱水",null,null,null,"③DB（公設公営、運転委託）",100,0,0,0,2004,"委託",null,"23-1-210-08-001"]
["愛知県","23211","2320010","豊田市","砂川衛生プラント",5472,54132,null,null,59604,null,null,null,null,null,null,null,"直接埋立無し",null,"施設外焼却",1819,"標脱",null,"脱水, 乾燥",null,null,null,"⑦DB+O（公設民営、長期包括運営委託）",200,0,0,0,1995,"委託",null,"23-1-211-08-001"]
["愛知県","23211","2320020","豊田市","逢妻衛生プラント",1981,67442,null,null,69423,null,null,null,null,null,null,"資源化物の生産量","直接埋立無し",null,"施設内焼却",1003,"標脱, 浄化槽専用",null,"脱水, 乾燥, 焼却",null,null,null,"⑦DB+O（公設民営、長期包括運営委託）",350,0,0,0,1983,"委託",null,"23-1-211-08-002"]
["愛知県","23212","2320011","安城市","安城市環境クリーンセンター",1410,27650,0,781,29841,null,null,null,null,null,null,null,"直接埋立無し",null,"施設外焼却",932,"標脱, 下水投入",null,"脱水, 焼却",null,null,null,"③DB（公設公営、運転委託）",102,0,6.5,0,1986,"委託",null,"23-1-212-08-001"]
["愛知県","23219","2320013","小牧市","小牧市クリーンセンター",1118,22367,0,0,23485,null,null,null,null,null,null,null,"直接埋立無し",null,"施設外焼却",802,"嫌気, 好気, 膜分離, 下水投入, 一次処理",null,"脱水",null,null,null,"③DB（公設公営、運転委託）",63,0,0,0,1987,"委託",null,"23-1-219-08-002"]
["愛知県","23220","2320161","稲沢市","稲沢市平和浄化センター",1763,31102,null,null,32865,null,null,null,null,null,null,null,"直接埋立無し",null,"施設外焼却",1252,"好気",null,"脱水",null,null,null,"③DB（公設公営、運転委託）",120,0,0,0,1973,"委託",null,"23-1-220-08-001"]
["愛知県","23220","2320014","稲沢市","稲沢市平和浄化センター",735,12959,null,null,13694,null,null,null,null,null,null,null,"直接埋立無し",null,"施設外焼却",521,"好気",null,"脱水",null,null,null,"③DB（公設公営、運転委託）",50,0,0,0,1975,"委託",null,"23-1-220-08-002"]
["愛知県","23226","2320026","尾張旭市","尾張旭市昭和苑",448,12224,null,null,12672,null,null,null,null,null,null,null,"直接埋立無し",null,"焼却無し",null,"好気",null,"脱水",null,null,null,"⑧DBO（公設民営）",60,0,0,0,1980,"委託","移管"]
["愛知県","23230","2320162","日進市","日進美化センター",0,0,null,null,0,null,null,null,null,null,null,null,"直接埋立無し",null,"焼却無し",null,"好気",null,"脱水",null,null,null,"①DB（公設公営、直営）",120,0,0,0,1978,"一部委託","廃止","23-1-230-08-001"]
["愛知県","23231","2320016","田原市","し尿処理施設",30,232,null,null,262,null,227,null,null,null,null,"資源化物の生産量","直接埋立無し",null,"焼却無し",null,"嫌気, 好気",null,"脱水",null,null,"所内利用（熱利用）","①DB（公設公営、直営）",100,0,1,80,1981,"直営",null,"23-1-231-08-001"]
["愛知県","23833","2320017","愛北広域事務組合","愛北クリーンセンター",4667,77733,0,0,82400,null,null,null,null,null,null,null,"直接埋立無し",null,"焼却無し",null,"高負荷, 下水投入",null,"脱水",null,null,null,"⑦DB+O（公設民営、長期包括運営委託）",280,0,0,0,1993,"委託",null,"23-2-001-08-001"]
["愛知県","23835","2320018","中部知多衛生組合","中部知多衛生組合し尿処理施設",4279,49581,null,null,53860,null,null,null,1117,null,null,"資源化物の生産量","直接埋立無し",null,"焼却無し",null,"下水投入",null,"脱水",null,null,null,"③DB（公設公営、運転委託）",151,0,0,0,2022,"委託","能力変更","23-2-012-08-001"]
["愛知県","23837","2320019","東部知多衛生組合","東部知多浄化センター",2988,36847,null,null,39835,null,null,null,null,null,null,null,"直接埋立無し",null,"施設外焼却",800,"高負荷, 下水投入",null,"脱水",null,null,null,"③DB（公設公営、運転委託）",200,0,0,0,1996,"委託",null,"23-2-013-08-001"]
["愛知県","23842","2320035","蒲郡市幸田町衛生組合","清幸園衛生処理場",2578,24322,null,null,26900,null,null,null,null,null,null,"資源化物の生産量","直接埋立無し",null,"施設外焼却",1346,"下水投入",null,"脱水",null,null,null,"③DB（公設公営、運転委託）",82,0,0,0,1988,"一部委託",null,"23-2-004-08-001"]
["愛知県","23846","2320021","西知多医療厚生組合","西知多医療厚生組合衛生センター",2653,21464,null,null,24117,null,null,null,null,null,null,null,"直接埋立無し",null,"施設内焼却",633,"高負荷",null,"脱水, 乾燥, 焼却",null,null,null,"①DB（公設公営、直営）",100,0,0,0,1995,"委託",null,"23-2-010-08-001"]
["愛知県","23849","2320022","海部地区環境事務組合","海部地区環境事務組合新開センター",3483,43799,null,null,47282,null,null,null,null,null,null,null,"直接埋立無し",null,"焼却無し",null,"高負荷, 膜分離",null,"脱水",null,null,null,"①DB（公設公営、直営）",135,0,0,0,1998,"直営",null,"23-2-003-08-001"]
["愛知県","23849","2320023","海部地区環境事務組合","海部地区環境事務組合上野センター",1980.83,72494.820000000007,null,null,74475.650000000009,null,null,null,null,null,null,null,"直接埋立無し",null,"施設外焼却",3107,"標脱",null,"脱水",null,null,null,"①DB（公設公営、直営）",250,0,0,0,1975,"直営",null,"23-2-003-08-002"]
["愛知県","23853","2320024","知多南部衛生組合","知多南部衛生センター",2501,24508,null,null,27009,null,null,null,null,null,null,null,"直接埋立無し",null,"施設外焼却",810,"高負荷, 膜分離",null,"脱水",null,null,null,"③DB（公設公営、運転委託）",76.900000000000006,0,0,0,1997,"委託",null,"23-2-011-08-001"]
["愛知県","23869","2320027","北設広域事務組合","松戸クリーンセンター",0,0,0,0,0,null,null,null,null,null,null,null,"直接埋立無し",null,"焼却無し",null,"高負荷",null,"脱水, 乾燥",null,null,null,"①DB（公設公営、直営）",25,0,0.3,0,1989,"直営","廃止","23-2-018-08-001"]
["愛知県","23869","2320164","北設広域事務組合","田口クリーンセンター",607,5816,0,0,6423,null,null,null,null,null,null,"資源化物の排出量・売却量","直接埋立無し",null,"施設内焼却",469,"高負荷",null,"脱水, 乾燥",null,null,null,"①DB（公設公営、直営）",18,0,0,0,2021,"直営",null,"23-2-018-08-002"]
["愛知県","23874","2320028","北名古屋衛生組合","北名古屋衛生組合鴨田エコパーク",1396,31724,1488,null,34608,null,157,null,null,null,null,"資源化物の生産量","直接埋立無し",null,"焼却無し",null,"高負荷, 膜分離",null,"脱水",null,null,"所内利用（発電利用）","②DB（公設公営、一部運転委託）",110,7.14,1.1200000000000001,993,2005,"一部委託",null,"23-2-019-08-001"]
["愛知県","23899","2320030","五条広域事務組合","クリーンパーク新川",2519,45777,107,null,48403,null,null,null,null,null,null,null,"直接埋立有り",61,"焼却無し",null,"高負荷, 膜分離",null,"脱水, 乾燥",null,null,null,"③DB（公設公営、運転委託）",130,0.5,1,0,2006,"委託",null,"23-2-006-08-001"]
["三重県","24201","2420001","津市","津市安芸・津衛生センター",6821,62037,0,0,68858,null,null,null,null,null,143,"資源化物の排出量・売却量","直接埋立無し",null,"施設内焼却",2392,"高負荷, 膜分離",null,"脱水, 乾燥, 焼却",null,null,null,"③DB（公設公営、運転委託）",188,0,0.63,0,1993,"委託",null,"24-1-201-08-001"]
["三重県","24201","2420002","津市","津市クリーンセンターくもず",4581,23662,0,0,28243,null,null,null,null,null,61,"資源化物の排出量・売却量","直接埋立無し",null,"施設内焼却",618,"高負荷, 膜分離",null,"脱水, 乾燥, 焼却",null,null,null,"③DB（公設公営、運転委託）",140,0,0.33700000000000002,0,1998,"委託",null,"24-1-201-08-002"]
["三重県","24207","2420004","鈴鹿市","鈴鹿市クリーンセンター",5718,41495,null,null,47213,null,null,null,null,null,null,null,"直接埋立無し",null,"施設外焼却",2446,"標脱",null,"脱水",null,null,null,"①DB（公設公営、直営）",270,0,0,0,1988,"直営",null,"24-1-207-08-001"]
["三重県","24209","2420005","尾鷲市","尾鷲市クリーンセンター",3357,10877,null,null,14234,null,null,null,null,null,null,"資源化物の生産量","直接埋立無し",null,"施設内焼却",556,"高負荷, 膜分離",null,"脱水, 乾燥, 焼却",null,null,null,"⑦DB+O（公設民営、長期包括運営委託）",50,0,0.52,0,2006,"委託",null,"24-1-209-08-001"]
["三重県","24210","2420006","亀山市","亀山市衛生公苑",1357,7855,null,null,9212,null,null,null,null,null,null,null,"直接埋立無し",null,"施設外焼却",513,"標脱",null,"脱水",null,null,null,"③DB（公設公営、運転委託）",60,0,0,0,1987,"委託",null,"24-1-210-08-001"]
["三重県","24212","2420061","熊野市","熊野市クリーンセンター（汚泥再生処理施設）",3571,8835,null,null,12406,null,null,null,null,null,null,null,"直接埋立無し",null,"施設外焼却",256,"高負荷, 膜分離",null,"脱水",null,null,null,"①DB（公設公営、直営）",40,0,0,0,2016,"直営",null,"24-1-212-08-003"]
["三重県","24212","2420010","熊野市","紀和町し尿処理場",0,0,null,null,0,null,null,null,null,null,null,null,"直接埋立無し",null,"焼却無し",null,"好気",null,"脱水",null,null,null,"①DB（公設公営、直営）",4,0,0,0,1984,"直営","休止","24-1-212-08-002"]
["三重県","24216","2420082","伊賀市","浄化センター新処理施設",7573,55999,null,null,63572,null,null,null,null,null,null,"資源化物の排出量・売却量","直接埋立無し",null,"焼却無し",null,"高負荷, 膜分離",null,"脱水",null,null,null,"⑦DB+O（公設民営、長期包括運営委託）",170,0,0,0,2020,"委託",null,"24-1-216-08-003"]
["三重県","24543","2420013","紀北町","紀北町クリーンセンター",2230,8350,null,null,10580,null,null,null,null,null,null,null,"直接埋立有り",10580,"焼却無し",null,"膜分離",null,"脱水",null,null,null,"①DB（公設公営、直営）",35,0,0,0,1994,"直営",null,"24-1-543-08-001"]
["三重県","24859","2420014","奥伊勢広域行政組合","奥伊勢クリーンセンター",2233,11011,null,null,13244,null,null,null,null,null,null,null,"直接埋立無し",null,"施設内焼却",394,"高負荷, 膜分離",null,"脱水, 焼却",null,null,null,"④DB+M（公設公営、維持管理のみ委託）",40,0,0,0,2005,"委託",null,"24-2-003-08-001"]
["三重県","24862","2420015","朝明広域衛生組合","朝明衛生センター",13402,62244,null,null,75646,null,null,null,null,null,null,null,"直接埋立無し",null,"焼却無し",null,"高負荷",null,"脱水",null,null,null,"⑦DB+O（公設民営、長期包括運営委託）",300,0,0,0,1998,"委託",null,"24-2-009-08-001"]
["三重県","24863","2420016","松阪地区広域衛生組合","松阪地区広域衛生センター",7790,54341,null,null,62131,null,null,null,null,null,null,null,"直接埋立無し",null,"焼却無し",null,"標脱",null,"脱水",null,null,null,"①DB（公設公営、直営）",200,0,1.3,0,1994,"直営",null,"24-2-007-08-001"]
["三重県","24875","2420017","伊賀南部環境衛生組合","伊賀南部浄化センター",2110,28430,null,null,30540,null,null,null,null,null,null,null,"直接埋立無し",null,"施設内焼却",2215,"標脱",null,"焼却",null,null,null,"③DB（公設公営、運転委託）",123,0,0,0,1985,"委託",null,"24-2-001-08-001"]
["三重県","24920","2420018","鳥羽志勢広域連合","鳥羽志勢クリーンセンター",15907,36685,null,null,52592,null,275,null,null,null,null,"資源化物の生産量","直接埋立無し",null,"焼却無し",null,"高負荷, 膜分離",null,"脱水",null,null,null,"⑨その他公設民営",155,0,12,0,2007,"委託",null,"24-2-010-08-001"]
["三重県","24928","2420019","桑名・員弁広域連合","桑名広域環境管理センター",3496,36376,null,null,39872,null,228,null,null,null,null,"資源化物の生産量","直接埋立無し",null,"焼却無し",null,"高負荷, 膜分離",null,"脱水, 乾燥",null,null,null,"⑦DB+O（公設民営、長期包括運営委託）",164,1,2.5,0,2004,"委託",null,"24-2-004-08-001"]
["三重県","24933","2420020","伊勢広域環境組合","クリーンセンター",6438,34480,null,null,40918,null,null,null,null,null,null,null,"直接埋立無し",null,"施設外焼却",951,"高負荷",null,"脱水",null,null,null,"③DB（公設公営、運転委託）",270,0,0,0,1992,"委託",null,"24-2-002-08-001"]
["滋賀県","25201","2520002","大津市","大津市北部衛生プラント",2394.6,3695.3,null,null,6089.9,null,null,null,null,null,null,null,"直接埋立無し",null,"焼却無し",null,"下水投入",null,"その他",null,null,null,"③DB（公設公営、運転委託）",54,0,0,0,1976,"委託",null,"25-1-201-08-002"]
["滋賀県","25201","2520003","大津市","大津市志賀衛生プラント",2017,3474.2,null,null,5491.2,null,null,null,null,null,null,null,"直接埋立無し",null,"施設内焼却",145.19999999999999,"高負荷, 膜分離, その他",null,"脱水, 焼却",null,null,null,"③DB（公設公営、運転委託）",23,0,0,0,2006,"委託",null,"25-1-201-08-003"]
["滋賀県","25202","2520004","彦根市","彦根市清掃センター",4763,14507,null,null,19270,null,null,null,null,null,null,null,"直接埋立無し",null,"施設外焼却",795,"好気, その他",null,"脱水, 焼却",null,null,null,"②DB（公設公営、一部運転委託）",156,0,0,0,1978,"一部委託",null,"25-1-202-08-001"]
["滋賀県","25204","2520019","近江八幡市","近江八幡市立第1クリーンセンター",5335,15155,null,null,20490,null,null,null,null,null,null,null,"直接埋立無し",null,"施設外焼却",578,"下水投入, その他",null,"脱水",null,null,null,"③DB（公設公営、運転委託）",100,0,0,0,1979,"委託",null,"25-1-204-08-001"]
["滋賀県","25831","2520008","湖北広域行政事務センター","湖北広域行政事務センター第1プラント",3514,18838,null,null,22352,null,null,null,null,null,null,null,"直接埋立無し",null,"施設内焼却",3140,"好二段",null,"脱水, 乾燥, 焼却",null,null,null,"①DB（公設公営、直営）",157,0,21,0,1983,"直営",null,"25-2-004-08-001"]
["滋賀県","25833","2520009","八日市布引ライフ組合","八日市布引ライフ組合立衛生センター",6145,22210,null,null,28355,null,68,null,null,null,null,"資源化物の生産量","直接埋立無し",null,"施設内焼却",235,"標脱",null,"脱水, 乾燥, 焼却",null,null,null,"⑥その他公設公営",255,0,2,0,1996,"委託",null,"25-2-007-08-001"]
["滋賀県","25847","2520010","甲賀広域行政組合","甲賀広域行政組合衛生センター第1施設(し尿処理施設)",6484,16762,null,null,23246,null,null,null,null,null,null,null,"直接埋立無し",null,"施設外焼却",763,"標脱",null,"脱水",null,null,null,"④DB+M（公設公営、維持管理のみ委託）",96,0.2,0,0,2012,"委託",null,"25-2-005-08-001"]
["滋賀県","25858","2520011","湖東広域衛生管理組合","湖東広域衛生管理組合豊楠苑",1540,2381,null,null,3921,null,null,null,null,null,null,null,"直接埋立無し",null,"焼却無し",null,"標脱",null,"脱水",null,null,null,"①DB（公設公営、直営）",43,0,2.7,0,1979,"直営","能力変更","25-2-002-08-001"]
["滋賀県","25871","2520012","湖南広域行政組合","環境衛生センター",3778,5395,null,null,9173,null,null,null,null,null,null,null,"直接埋立無し",null,"焼却無し",null,"高負荷",null,"脱水",null,null,null,"⑦DB+O（公設民営、長期包括運営委託）",168,0,0,0,2001,"委託",null,"25-2-003-08-001"]
["京都府","26201","2620046","福知山市","福知山市終末処理場し尿投入施設",1922,8423,null,null,10345,null,null,null,null,null,null,null,"直接埋立無し",null,"焼却無し",null,"下水投入",null,"焼却",null,null,null,null,0,0,0,0,1966,"委託",null,"26-1-201-08-001"]
["京都府","26202","2620048","舞鶴市","舞鶴市東浄化センターし尿処理施設",7593,6121,null,null,13714,null,null,null,null,null,null,null,"直接埋立無し",null,"焼却無し",null,"高負荷, 一次処理",null,"脱水",null,null,null,"②DB（公設公営、一部運転委託）",49,0,0,0,2017,"一部委託",null,"26-1-202-08-002"]
["京都府","26203","2620003","綾部市","綾部市衛生公苑",6004,15702,null,null,21706,null,null,null,null,null,null,null,"直接埋立無し",null,"施設内焼却",15702,"好気, 焼却",null,"脱水, 乾燥, 焼却",null,null,null,"③DB（公設公営、運転委託）",60,0,0,0,1979,"委託",null,"26-1-203-08-001"]
["京都府","26205","2620004","宮津市","宮津市し尿処理施設",5947,3789,null,null,9736,null,null,null,null,null,null,null,"直接埋立無し",null,"施設内焼却",200,"好気",null,"脱水, 乾燥, 焼却",null,null,null,"②DB（公設公営、一部運転委託）",60,0,0,0,1976,"一部委託",null,"26-1-205-08-001"]
["京都府","26211","2620006","京田辺市","環境衛生センター緑泉園",1131,1021,null,null,2152,null,null,null,null,null,null,null,"直接埋立無し",null,"焼却無し",null,"下水投入",null,"その他",null,null,null,"①DB（公設公営、直営）",26,0,0,0,1978,"直営","休止","26-1-211-08-001"]
["京都府","26212","2620007","京丹後市","京丹後市網野衛生センター",8139,3027,null,null,11166,null,null,null,null,null,null,null,"直接埋立無し",null,"施設内焼却",251,"標脱",null,"脱水, 乾燥, 焼却",null,null,null,"③DB（公設公営、運転委託）",36,0,0,0,1987,"委託",null,"26-1-212-08-001"]
["京都府","26212","2620008","京丹後市","京丹後市久美浜衛生センター",2666,4025,null,null,6691,null,null,null,null,null,null,null,"直接埋立無し",null,"焼却無し",null,"下水投入",null,"その他",null,null,null,"③DB（公設公営、運転委託）",25,0,0,0,1989,"委託",null,"26-1-212-08-002"]
["京都府","26212","2620009","京丹後市","京丹後市竹野川衛生センター",10265,5124,null,null,15389,null,null,null,null,null,null,null,"直接埋立無し",null,"施設内焼却",3068,"標脱",null,"脱水, 焼却",null,null,null,"③DB（公設公営、運転委託）",70,0,0,0,1998,"委託",null,"26-1-212-08-003"]
["京都府","26465","2620010","与謝野町","与謝野町野田川衛生プラント",4533,781,null,null,5314,null,15,null,null,null,null,"資源化物の生産量","直接埋立無し",null,"焼却無し",null,"好気",null,"脱水, 乾燥, その他",null,null,null,"①DB（公設公営、直営）",41,0,1,0,1965,"直営",null,"26-1-465-08-001"]
["京都府","26817","2620011","船井郡衛生管理組合","京都中部クリーンセンター(し尿処理施設)",7158,17035,null,null,24193,null,null,null,null,null,null,null,"直接埋立無し",null,"施設内焼却",867,"膜分離",null,"焼却",null,null,null,"②DB（公設公営、一部運転委託）",94,0,0,0,1998,"一部委託",null,"26-2-003-08-001"]
["京都府","26820","2620012","城南衛生管理組合","クリーンピア沢",9596,19219,null,null,28815,null,null,null,null,null,null,null,"直接埋立無し",null,"焼却無し",null,"下水投入",null,"その他",null,null,null,"⑥その他公設公営",2232,0,0,0,1996,"一部委託","休止","26-2-002-08-001"]
["京都府","26828","2620013","乙訓環境衛生組合","76kl／日し尿処理施設",0,0,0,0,0,null,null,null,null,null,null,null,"直接埋立無し",null,"焼却無し",null,"下水投入, その他",null,"その他",null,null,null,null,20,0,0,0,1990,"委託","休止","26-2-001-08-001"]
["京都府","26849","2620014","相楽郡広域事務組合","相楽郡広域事務組合大谷処理場",4606,8241,null,null,{"$f":"SUM(F520:I520)","v":12847},null,null,null,null,null,null,null,"直接埋立無し",null,"焼却無し",null,"高負荷",null,"脱水",null,null,null,"④DB+M（公設公営、維持管理のみ委託）",34,0,0,0,2001,"委託","能力変更","26-2-004-08-001"]
["大阪府","27202","2720001","岸和田市","天の川浄苑処理場",13713,5631,null,null,19344,null,null,null,null,null,null,null,"直接埋立無し",null,"施設外焼却",3,"下水投入, 一次処理",null,"その他",null,null,null,"④DB+M（公設公営、維持管理のみ委託）",228,0,0,0,1960,"委託",null,"27-1-202-08-001"]
["大阪府","27208","2720002","貝塚市","貝塚市衛生事業所(し尿)",15618,12273,null,null,27891,null,null,null,null,null,null,null,"直接埋立無し",null,"施設外焼却",796,"好希釈, 好二段, その他",null,"脱水, 乾燥",null,null,null,"②DB（公設公営、一部運転委託）",158,0,0,0,1982,"一部委託",null,"27-1-208-08-001"]
["大阪府","27212","2720004","八尾市","八尾市立衛生処理場",11452,13021,null,null,24473,null,null,null,null,null,null,null,"直接埋立無し",null,"施設内焼却",170,"高負荷",null,"脱水, 乾燥, 焼却",null,null,null,"③DB（公設公営、運転委託）",275,0,0,0,1994,"委託",null,"27-1-212-08-001"]
["大阪府","27215","2720005","寝屋川市","寝屋川市緑風園",0,0,0,0,0,null,null,null,null,null,null,null,"直接埋立無し",null,"焼却無し",null,"下水投入",null,"脱水",null,null,null,"①DB（公設公営、直営）",150,0,0,0,1972,"委託","休止","27-1-215-08-001"]
["大阪府","27216","2720006","河内長野市","河内長野市衛生処理場",4925,3261,null,154,8340,null,null,null,null,null,null,null,"直接埋立無し",null,"焼却無し",null,"高負荷, 膜分離",null,"脱水",null,null,null,"⑥その他公設公営",36,0,0,0,2001,"委託",null,"27-1-216-08-001"]
["大阪府","27223","2720003","門真市","浄化センター",0,0,0,0,0,null,null,null,null,null,null,"資源化物の排出量・売却量","直接埋立無し",null,"焼却無し",null,"標脱",null,"脱水",null,null,null,"③DB（公設公営、運転委託）",110,0,0,0,1992,"直営","休止","27-1-223-08-001"]
["大阪府","27228","2720008","泉南市","泉南市立双子川浄苑",12272,11995,null,null,24267,null,535,null,null,null,null,"資源化物の排出量・売却量","直接埋立無し",null,"焼却無し",null,"嫌気, 好二段, 一次処理",null,"脱水",null,null,null,"④DB+M（公設公営、維持管理のみ委託）",100,0,0,0,1980,"委託",null,"27-1-228-08-001"]
["大阪府","27230","2720009","交野市","交野市立乙辺浄化センター",2872,2815,null,null,5687,null,null,null,null,null,null,null,"直接埋立無し",null,"焼却無し",null,"標脱",null,"その他",null,null,null,"③DB（公設公営、運転委託）",65,0,0,0,1980,"委託","休止","27-1-230-08-001"]
["大阪府","27232","2720010","阪南市","はんなん浄化センターMIZUTAMA館",8679,15244,null,null,23923,null,null,null,null,null,null,"資源化物の排出量・売却量","直接埋立無し",null,"焼却無し",null,"高負荷, 膜分離",null,"脱水",null,null,null,"⑦DB+O（公設民営、長期包括運営委託）",74,0,0,0,2006,"委託",null,"27-1-232-08-001"]
["大阪府","27321","2720012","豊能町","衛生センター",837,191,null,null,1028,null,null,null,null,null,null,null,"直接埋立無し",null,"施設外焼却",20,"高負荷",null,"脱水, 焼却",null,null,null,"③DB（公設公営、運転委託）",7,0,0,0,1989,"委託",null,"27-1-321-08-001"]
["大阪府","27322","2720013","能勢町","能勢町し尿処理施設",2414,3625,null,null,6039,null,null,null,null,null,null,null,"直接埋立無し",null,"施設外焼却",99,"高負荷, 膜分離",null,"脱水",null,null,null,"①DB（公設公営、直営）",21,0,0,0,2011,"委託",null,"27-1-322-08-001"]
["大阪府","27341","2720014","忠岡町","忠岡町し尿処理場",0,0,0,0,0,null,null,null,null,null,null,null,"直接埋立無し",null,"焼却無し",null,"好気, 焼却, 下水投入",null,"脱水, 乾燥, 焼却",null,null,null,"③DB（公設公営、運転委託）",18,0,0,0,1969,"委託","休止","27-1-341-08-001"]
["大阪府","27366","2720016","岬町","岬町美化センターし尿処理施設",6842,646,0,0,7488,null,null,null,null,null,null,null,"直接埋立無し",null,"施設内焼却",339,"標脱",null,"脱水",null,null,null,"①DB（公設公営、直営）",50,0,0,0,1984,"直営",null,"27-1-366-08-001"]
["大阪府","27828","2720018","泉北環境整備施設組合","第1事業所",19641,16199,null,null,35840,null,null,null,null,null,null,null,"直接埋立有り",608,"焼却無し",null,"高負荷",null,"脱水",null,null,null,"③DB（公設公営、運転委託）",200,0,0,0,1987,"委託",null,"27-2-005-08-001"]
["大阪府","27831","2720019","柏羽藤環境事業組合","芝山衛生センター",14440,27148,null,null,41588,null,null,null,null,null,null,null,"直接埋立無し",null,"焼却無し",null,"高負荷, 下水投入",null,"脱水",null,null,null,"①DB（公設公営、直営）",290,0,0,0,1982,"直営",null,"27-2-009-08-001"]
["大阪府","27833","2720020","泉佐野市田尻町清掃施設組合","泉佐野市田尻町清掃施設組合第一事業所",36598.730000000003,35128.85,null,null,71727.58,null,null,null,null,null,null,null,"直接埋立無し",null,"施設外焼却",2000.59,"標脱",null,"脱水",null,null,null,"③DB（公設公営、運転委託）",226,0,0,0,1979,"委託",null,"27-2-003-08-001"]
["大阪府","27837","2720021","南河内環境事業組合","南河内環境事業組合資源再生センター",8762,13456,21,null,22239,null,219,null,null,null,null,"資源化物の排出量・売却量","直接埋立無し",null,"焼却無し",null,"高負荷, 膜分離",null,"脱水",null,null,null,"②DB（公設公営、一部運転委託）",77,3,10,0,2001,"一部委託",null,"27-2-008-08-001"]
["兵庫県","28201","2820002","姫路市","家島衛生センター",7.52,22.004999999999999,null,null,29.524999999999999,null,null,null,null,null,null,null,"直接埋立無し",null,"施設外焼却",0.59299999999999997,"下水投入",null,"脱水, 焼却",null,null,null,"①DB（公設公営、直営）",5,0,0,0,1990,"直営",null,"28-1-201-08-002"]
["兵庫県","28201","2820028","姫路市","中部衛生センター",6684,13312,null,null,19996,null,null,null,609,null,null,"資源化物の生産量","直接埋立無し",null,"施設外焼却",609,"下水投入, その他",null,"脱水",null,null,null,"②DB（公設公営、一部運転委託）",60,0,5,0,2016,"一部委託",null,"28-1-201-08-003"]
["兵庫県","28205","2820003","洲本市","塩屋衛生センター(せいすい苑)",2924,11731,null,null,14655,null,434,null,null,null,null,"資源化物の排出量・売却量","直接埋立無し",null,"焼却無し",null,"その他",null,"脱水, その他",null,null,null,"③DB（公設公営、運転委託）",49,0,0,0,2005,"委託",null,"28-1-205-08-001"]
["兵庫県","28210","2820004","加古川市","尾上処理工場",0,0,0,0,0,null,null,null,null,null,null,null,"直接埋立無し",null,"焼却無し",null,"下水投入",null,"その他",null,null,null,"③DB（公設公営、運転委託）",230,0,0,0,1981,"委託","休止","28-1-210-08-001"]
["兵庫県","28214","2820005","宝塚市","し尿処理棟",815.27,3053.79,null,null,3869.06,null,null,null,null,null,null,null,"直接埋立無し",null,"施設内焼却",175.96,"その他",null,"脱水, 焼却",null,null,null,"③DB（公設公営、運転委託）",31,0,0,0,1989,"委託",null,"28-1-214-08-001"]
["兵庫県","28215","2820006","三木市","三木市クリーンセンター",3137,6754,null,null,9891,null,null,null,null,null,null,null,"直接埋立無し",null,"施設外焼却",352,"下水投入, その他",null,"脱水",null,null,null,"③DB（公設公営、運転委託）",60,0,0,0,1986,"委託",null,"28-1-215-08-001"]
["兵庫県","28215","2820007","三木市","吉川クリーンセンターし尿処理施設",0,0,0,0,0,null,null,null,null,null,null,null,"直接埋立無し",null,"焼却無し",null,"高負荷",null,"脱水",null,null,null,"①DB（公設公営、直営）",18,0,0,0,1993,"直営","休止","28-1-215-08-002"]
["兵庫県","28217","2820373","川西市","川西市し尿中継所",913,737,0,0,1650,null,null,null,null,null,null,null,"直接埋立無し",null,"施設外焼却",0,"下水投入",null,"焼却",null,null,null,"④DB+M（公設公営、維持管理のみ委託）",100,0,0,0,1989,"委託",null,"28-1-217-08-001"]
["兵庫県","28219","2820010","三田市","環境センター",1081.31,7412.17,null,null,8493.48,null,null,null,null,null,null,null,"直接埋立無し",null,"施設内焼却",372.96,"膜分離",null,"焼却",null,null,null,"③DB（公設公営、運転委託）",44,0,0,0,2010,"委託",null,"28-1-219-08-001"]
["兵庫県","28220","2820011","加西市","加西衛生センター",2591,8709,null,null,11300,null,null,null,null,null,null,null,"直接埋立無し",null,"焼却無し",null,"好希釈, 下水投入",null,"脱水",null,null,null,"③DB（公設公営、運転委託）",45,0,0,0,1987,"委託",null,"28-1-220-08-001"]
["兵庫県","28221","2820012","丹波篠山市","あさぎり苑",920,2676,null,null,3596,null,18,null,null,null,null,"資源化物の排出量・売却量","直接埋立無し",null,"焼却無し",null,"好希釈, 下水投入",null,"脱水, 乾燥",null,null,null,"①DB（公設公営、直営）",52,0,0,0,1994,"直営",null,"28-1-221-08-001"]
["兵庫県","28222","2820013","養父市","養父市衛生公園",556,1417,null,null,1973,null,null,null,null,162,94,"資源化物の排出量・売却量","直接埋立無し",null,"焼却無し",null,"標脱",null,"脱水",null,null,null,"④DB+M（公設公営、維持管理のみ委託）",50,0,0,0,1985,"委託",null,"28-1-222-08-001"]
["兵庫県","28224","2820014","南あわじ市","衛生センター",710,2810,null,null,3520,null,null,null,null,null,null,null,"直接埋立無し",null,"焼却無し",null,"高負荷",null,"脱水",null,null,null,"①DB（公設公営、直営）",64,0,0,0,1985,"直営","廃止","28-1-224-08-001"]
["兵庫県","28224","2820375","南あわじ市","下水放流施設",1492,6201,null,null,7693,null,null,null,null,null,null,null,"直接埋立無し",null,"施設外焼却",255,"下水投入",null,"脱水",null,null,null,"①DB（公設公営、直営）",38,0,0,0,2023,"直営","新設（新規稼働）"]
["兵庫県","28225","2820015","朝来市","クリーンセンター和田山事業所",588,4848,null,null,5436,null,null,null,null,null,null,null,"直接埋立無し",null,"施設内焼却",224,"好二段, 焼却",null,"脱水, 乾燥, 焼却",null,null,null,"①DB（公設公営、直営）",50,0,0,0,1987,"直営",null,"28-1-225-08-001"]
["兵庫県","28227","2820016","宍粟市","山崎浄苑",0,0,0,0,0,null,null,null,null,null,null,null,"直接埋立無し",null,"焼却無し",null,"好二段",null,"脱水",null,null,null,"①DB（公設公営、直営）",45,0,0,0,1980,"直営","休止","28-1-227-08-001"]
["兵庫県","28227","2820017","宍粟市","しそうクリーンセンター",693,5350,null,null,6043,null,null,null,null,null,null,null,"直接埋立無し",null,"焼却無し",null,"高負荷",null,"脱水, 乾燥",null,null,null,"③DB（公設公営、運転委託）",40,0,0,0,1995,"委託",null,"28-1-227-08-002"]
["兵庫県","28301","2820018","猪名川町","猪名川町し尿処理場",191,131,null,null,322,null,null,null,null,null,null,null,"直接埋立無し",null,"施設外焼却",11,"高負荷",null,"焼却",null,null,null,"③DB（公設公営、運転委託）",15,0,0,0,1989,"委託",null,"28-1-301-08-001"]
["兵庫県","28501","2820020","佐用町","佐用衛生公苑",408,5603,null,null,6011,null,null,null,null,null,null,null,"直接埋立無し",null,"施設内焼却",1426,"標脱",null,"脱水, 乾燥, 焼却",null,null,null,"③DB（公設公営、運転委託）",30,0,0,0,1984,"一部委託",null,"28-1-501-08-001"]
["兵庫県","28810","2820023","北播衛生事務組合","南部衛生公園",5884.2,10720.8,null,null,16605,null,null,null,null,null,null,null,"直接埋立無し",null,"焼却無し",null,"下水投入",null,"脱水",null,null,null,"④DB+M（公設公営、維持管理のみ委託）",49,0,0,0,1989,"委託","休止","28-2-013-08-001"]
["兵庫県","28817","2820024","揖龍保健衛生施設事務組合","揖龍衛生処理場",1494,5271,null,null,6765,null,63,null,null,null,null,"資源化物の排出量・売却量","直接埋立無し",null,"焼却無し",null,"下水投入",null,"脱水",null,null,null,"①DB（公設公営、直営）",29,0,0,0,1982,"直営",null,"28-2-015-08-001"]
["兵庫県","28853","2820025","中播衛生施設事務組合","中播衛生センター",2494,18515,null,null,21009,null,null,null,null,null,null,null,"直接埋立無し",null,"焼却無し",null,"高負荷, 膜分離",null,"脱水",null,null,null,"②DB（公設公営、一部運転委託）",95,0,0,0,1995,"一部委託",null,"28-2-007-08-001"]
["兵庫県","28869","2820026","氷上多可衛生事務組合","南桃苑",3317,22071,null,5608,30996,null,335,null,null,null,null,"資源化物の排出量・売却量","直接埋立無し",null,"焼却無し",null,"好気, 標脱",null,"脱水, 乾燥",null,null,null,"⑭その他民設民営",136,0,4,0,1995,"直営",null,"28-2-011-08-001"]
["兵庫県","28902","2820027","加古郡衛生事務組合","加古郡衛生センター",3066,4470,null,null,7536,null,null,null,null,null,null,null,"直接埋立無し",null,"焼却無し",null,"標脱",null,"脱水",null,null,null,"①DB（公設公営、直営）",110,0,0,0,1987,"直営",null,"28-2-003-08-001"]
["奈良県","29201","2920001","奈良市","奈良市衛生浄化センター",2621,12146,null,null,14767,null,122,null,null,null,null,"資源化物の生産量","直接埋立無し",null,"焼却無し",null,"高負荷, 膜分離, その他",null,"脱水, 乾燥, その他",null,null,"所内利用（熱利用）","⑦DB+O（公設民営、長期包括運営委託）",90,3.4,5,626,2003,"委託",null,"29-1-201-08-001"]
["奈良県","29203","2920002","大和郡山市","大和郡山市クリーンセンター・衛生センター",973,4156,null,null,5129,null,null,null,null,null,null,null,"直接埋立無し",null,"施設内焼却",227,"高負荷, 焼却",null,"焼却",null,null,null,"①DB（公設公営、直営）",66,0,0,0,1992,"直営",null,"29-1-203-08-001"]
["奈良県","29204","2920003","天理市","天理市環境クリーンセンターし尿処理施設",1265,3846,null,null,5111,null,null,null,null,null,null,null,"直接埋立無し",null,"施設内焼却",135,"高負荷",null,"脱水",null,null,null,"③DB（公設公営、運転委託）",57,0,0,0,1992,"一部委託",null,"29-1-204-08-001"]
["奈良県","29205","2920004","橿原市","橿原市浄化センター",4062,15494,null,null,19556,null,891,null,null,null,null,"資源化物の生産量","直接埋立無し",null,"焼却無し",null,"高負荷, 下水投入, 一次処理",null,"脱水, 乾燥, その他",null,null,null,"⑦DB+O（公設民営、長期包括運営委託）",96,0,0,0,2006,"委託",null,"29-1-205-08-001"]
["奈良県","29206","2920005","桜井市","桜井市し尿処理場",5180,11008,null,null,16188,null,null,null,null,null,null,null,"直接埋立無し",null,"施設内焼却",484,"高負荷, 膜分離",null,"脱水",null,null,null,"③DB（公設公営、運転委託）",51,0,0,0,1991,"委託",null,"29-1-206-08-001"]
["奈良県","29207","2920034","五條市","五條市クリーン・オアシス",7379,7553,null,null,14932,null,null,null,null,null,null,null,"直接埋立無し",null,"焼却無し",null,"高負荷, 下水投入",null,"脱水",null,null,null,"①DB（公設公営、直営）",48,0,0,0,2015,"委託",null,"29-1-207-08-001"]
["奈良県","29209","2920007","生駒市","生駒市衛生処理場(エコパーク21)",3434,23090,438,null,26962,100,132,null,null,null,null,"資源化物の生産量","直接埋立無し",null,"焼却無し",null,"下水投入",null,"脱水, 乾燥",null,null,"所内利用（発電利用）, 所内利用（熱利用）, 所内利用（その他）","⑦DB+O（公設民営、長期包括運営委託）",80,1.3,1.9,674,2000,"委託",null,"29-1-209-08-001"]
["奈良県","29344","2920008","斑鳩町","鳩水園",1084.0999999999999,6396.3,null,null,7480.4,null,null,null,null,null,null,"資源化物の排出量・売却量","直接埋立無し",null,"焼却無し",null,"標脱",null,"脱水, 乾燥",null,null,null,"③DB（公設公営、運転委託）",40,0,0,0,1977,"委託",null,"29-1-344-08-001"]
["奈良県","29363","2920009","田原本町","浄化センター",0,0,0,0,0,null,null,null,null,null,null,null,"直接埋立無し",null,"焼却無し",null,"標脱",null,"脱水, 乾燥, 焼却",null,null,null,"⑧DBO（公設民営）",50,0,0,0,1982,"委託","休止","29-1-363-08-001"]
["奈良県","29443","2920010","下市町","下市町紫水苑",4210,3776,null,null,7986,null,null,null,null,null,null,null,"直接埋立無し",null,"施設内焼却",60,"高負荷, 下水投入",null,"脱水, 乾燥, 焼却",null,null,null,"③DB（公設公営、運転委託）",27,0,0,0,2011,"委託",null,"29-1-443-08-001"]
["奈良県","29449","2920011","十津川村","十津川村衛生センター",376,1274,1,null,1651,null,null,1,null,null,null,"資源化物の生産量","直接埋立無し",null,"施設外焼却",45,"膜分離",null,"焼却",null,null,null,"③DB（公設公営、運転委託）",6,0,0,0,2010,"委託",null,"29-1-449-08-001"]
["奈良県","29809","2920012","奈良県葛城地区清掃事務組合","アクアセンター",13206,40374,null,null,53580,null,44,null,null,null,null,"資源化物の生産量","直接埋立無し",null,"施設内焼却",1000,"高負荷, 膜分離, 焼却",null,"脱水, 乾燥, 焼却",null,null,null,"⑦DB+O（公設民営、長期包括運営委託）",240,0,1,0,2003,"委託",null,"29-2-008-08-001"]
["奈良県","29810","2920013","宇陀衛生一部事務組合","宇陀衛生センター",3206,9864,null,null,13070,null,null,null,null,null,null,null,"直接埋立無し",null,"施設内焼却",310,"高負荷",null,"脱水, 乾燥, 焼却",null,null,null,"①DB（公設公営、直営）",35,0,0,0,1988,"直営",null,"29-2-002-08-001"]
["奈良県","29823","2920014","上下北山衛生一部事務組合","し尿処理場",169,1153,null,null,1322,null,null,null,null,null,null,null,"直接埋立無し",null,"施設外焼却",15.7,"好気",null,"脱水",null,null,null,null,3,0,0,0,1971,"直営",null,"29-2-006-08-001"]
["奈良県","29835","2920015","山辺環境衛生組合","山辺衛生センター",944,7924,null,null,8868,null,null,null,null,13.77,null,"資源化物の生産量","直接埋立無し",null,"焼却無し",null,"高負荷",null,"脱水",null,null,null,"①DB（公設公営、直営）",20,0,20,0,1987,"直営",null,"29-2-005-08-001"]
["和歌山県","30201","3020041","和歌山市","青岸汚泥再生処理センター",46374,124123,null,null,170497,null,null,null,null,null,null,null,"直接埋立無し",null,"施設外焼却",5296,"高負荷",null,"脱水, 焼却",null,null,null,"③DB（公設公営、運転委託）",484,0,14,0,2016,"委託",null,"30-1-201-08-001"]
["和歌山県","30811","3020003","那賀衛生環境整備組合","那賀衛生環境整備組合し尿処理施設",23249,39345,0,0,62594,null,null,null,null,null,null,null,"直接埋立無し",null,"施設内焼却",1360.3,"標脱",null,"脱水, 乾燥, 焼却",null,null,null,"①DB（公設公営、直営）",165,0,0,0,1988,"直営",null,"30-2-011-08-001"]
["和歌山県","30813","3020004","橋本伊都衛生施設組合","橋本環境管理センター",9085,19400,null,null,28485,null,null,null,null,null,null,null,"直接埋立無し",null,"施設外焼却",903,"標脱",null,"脱水",null,null,null,"①DB（公設公営、直営）",150,0,0,0,1984,"直営",null,"30-2-004-08-001"]
["和歌山県","30816","3020005","有田衛生施設事務組合","リユースなぎ",6461,4897,null,null,11358,null,73,null,null,null,null,"資源化物の生産量","直接埋立無し",null,"焼却無し",null,"高負荷, 膜分離",null,"脱水",null,null,null,"①DB（公設公営、直営）",38,0.5,0.5,0,2005,"直営",null,"30-2-014-08-001"]
["和歌山県","30845","3020007","串本町古座川町衛生施設事務組合","池野山環境衛生センター",3192,11495,null,1020,15707,null,null,null,null,null,null,null,"直接埋立無し",null,"焼却無し",null,"高負荷, 膜分離",null,"脱水",null,null,null,"⑦DB+O（公設民営、長期包括運営委託）",45,0,0,0,2014,"委託",null,"30-2-006-08-001"]
["和歌山県","30846","3020008","大辺路衛生施設組合","大辺路衛生センター",1555,3541,null,null,5096,null,null,null,null,null,null,null,"直接埋立無し",null,"施設内焼却",33,"標脱",null,"脱水, 焼却",null,null,null,"①DB（公設公営、直営）",30,0,0,0,1981,"直営",null,"30-2-009-08-001"]
["和歌山県","30850","3020009","紀南環境衛生施設事務組合","南清園",4768,29397,null,null,34165,null,null,null,null,null,null,null,"直接埋立無し",null,"施設内焼却",1516,"高負荷, 膜分離",null,"脱水, 焼却",null,null,null,"①DB（公設公営、直営）",98,0,0.05,0,2017,"直営",null,"30-2-003-08-001"]
["和歌山県","30856","3020010","那智勝浦町・太地町環境衛生施設一部事務組合","大浦浄苑",2428,10151,null,null,{"$f":"SUM(F584:I584)","v":12579},null,null,null,null,null,null,null,"直接埋立無し",null,"施設内焼却",336,"高負荷",null,"焼却",null,null,null,"①DB（公設公営、直営）",37,0,0,0,1996,"直営",null,"30-2-012-08-001"]
["和歌山県","30864","3020011","御坊広域行政事務組合","御坊クリーンセンター汚泥再生処理センター",7850,30822,null,null,38672,null,null,null,null,null,null,null,"直接埋立無し",null,"施設外焼却",294,"膜分離",null,"脱水",null,null,null,"①DB（公設公営、直営）",131,0,12,0,2006,"直営",null,"30-2-007-08-001"]
["和歌山県","30880","3020012","有田周辺広域圏事務組合","有田周辺広域圏事務組合クリーンセンター",7929,24150,3017,null,35096,null,161,null,null,null,null,"資源化物の生産量","直接埋立無し",null,"施設内焼却",338,"標脱",null,"脱水, 乾燥, 焼却",null,null,null,"①DB（公設公営、直営）",84,0,0,0,1985,"直営",null,"30-2-015-08-001"]
["和歌山県","30881","3020013","田辺市周辺衛生施設組合","清浄館",5737,29589,0,0,35326,null,null,null,null,null,null,null,"直接埋立無し",null,"施設内焼却",1559,"高負荷, 膜分離, 焼却",null,"脱水, 乾燥, 焼却",null,null,null,"③DB（公設公営、運転委託）",170,0,0,0,1995,"委託",null,"30-2-010-08-001"]
["和歌山県","30884","3020014","富田川衛生施設組合","白鳥苑",3471,14449,null,null,17920,null,null,null,null,null,null,null,"直接埋立無し",null,"施設内焼却",599,"標脱",null,"脱水, 焼却",null,null,null,"①DB（公設公営、直営）",75,0,0,0,2006,"直営",null,"30-2-013-08-001"]
["和歌山県","30886","3020015","海南海草環境衛生施設組合","海南海草環境衛生センター",11722,30461,null,null,42183,null,null,null,null,null,null,null,"直接埋立無し",null,"施設内焼却",48,"嫌気, 好気, 高負荷, 膜分離, 焼却",null,"脱水, 乾燥, 焼却",null,null,null,"③DB（公設公営、運転委託）",130,0.25,0.25,0,2000,"委託",null,"30-2-001-08-001"]
["鳥取県","31812","3120019","日野町江府町日南町衛生施設組合","日野町江府町日南町衛生施設組合(汚泥再生処理センター清化園)",756,3621,null,null,4377,null,null,1,176,null,null,"資源化物の排出量・売却量","直接埋立無し",null,"施設外焼却",176,"高負荷, 膜分離, 下水投入, 浄化槽専用, その他",null,"脱水",null,null,null,"①DB（公設公営、直営）",15,0,1,0,2017,"直営",null,"31-2-005-08-002"]
["鳥取県","31827","3120003","鳥取県東部広域行政管理組合","因幡浄苑",4093,32160,null,null,36253,null,1124,null,null,null,null,"資源化物の排出量・売却量","直接埋立無し",null,"焼却無し",null,"高負荷, 膜分離",null,"脱水",null,null,null,"⑨その他公設民営",150,0,0,0,1999,"委託",null,"31-2-002-08-001"]
["鳥取県","31829","3120005","鳥取県西部広域行政管理組合","鳥取県西部広域行政管理組合米子浄化場",8878.482,28832.121999999999,null,null,37710.603999999999,null,null,null,null,null,null,null,"直接埋立無し",null,"焼却無し",null,"高負荷",null,"脱水",null,null,null,"①DB（公設公営、直営）",145,0,0,0,1991,"直営",null,"31-2-001-08-002"]
["鳥取県","31835","3120006","鳥取中部ふるさと広域連合","中部クリーンセンター",3938,9404,null,null,13342,null,null,null,null,null,null,null,"直接埋立無し",null,"施設外焼却",564,"標脱",null,"脱水",null,null,null,"⑦DB+O（公設民営、長期包括運営委託）",140,0,0,0,1992,"委託",null,"31-2-003-08-001"]
["島根県","32201","3220001","松江市","川向クリーンセンター",2718,10243,0,0,12961,null,null,null,557,null,null,"資源化物の排出量・売却量","直接埋立無し",null,"施設外焼却",557,"その他",null,"脱水",null,null,null,"③DB（公設公営、運転委託）",71.400000000000006,0,0,0,1998,"委託",null,"32-1-201-08-001"]
["島根県","32202","3220002","浜田市","浜田浄苑",10398,30402,null,null,40800,null,null,null,null,null,null,null,"直接埋立無し",null,"施設内焼却",1434,"高負荷, 膜分離",null,"脱水, 焼却",null,null,null,"①DB（公設公営、直営）",125,0,0,0,1996,"直営",null,"32-1-202-08-001"]
["島根県","32203","3220003","出雲市","出雲環境センター",10675,45055,null,null,55730,null,null,null,null,null,null,"資源化物の生産量","直接埋立無し",null,"施設外焼却",8,"高負荷, 膜分離",null,"脱水",null,null,null,"③DB（公設公営、運転委託）",193,0,0,0,2004,"委託",null,"32-1-203-08-001"]
["島根県","32204","3220004","益田市","久城が浜センター",9722,25155,null,null,34877,null,null,null,null,null,null,null,"直接埋立有り",6,"施設外焼却",1085,"高負荷",null,"脱水",null,null,null,"①DB（公設公営、直営）",108,0,0,0,1992,"直営",null,"32-1-204-08-001"]
["島根県","32205","3220005","大田市","大田し尿処理場",14321,11913,null,null,26234,null,null,null,null,null,null,null,"直接埋立無し",null,"施設外焼却",651,"高負荷",null,"脱水, その他",null,null,null,"①DB（公設公営、直営）",80,0,0,0,1995,"直営",null,"32-1-205-08-001"]
["島根県","32206","3220006","安来市","安来市対仙浄園汚泥再生処理センター",2843,6910,null,null,9753,null,null,null,164,null,null,"資源化物の生産量","直接埋立無し",null,"施設外焼却",164,"高負荷, 膜分離",null,"脱水",null,null,null,"⑧DBO（公設民営）",36,0,0,0,1991,"委託",null,"32-1-206-08-001"]
["島根県","32526","3220008","西ノ島町","西ノ島町汚泥再生処理センター「びわ苑」",448,1926,null,null,2374,null,null,null,null,null,null,null,"直接埋立無し",null,"施設外焼却",87,"高負荷",null,"脱水",null,null,null,"③DB（公設公営、運転委託）",9,0,0,0,1988,"委託",null,"32-1-526-08-001"]
["島根県","32528","3220009","隠岐の島町","島後クリーンセンター",0,0,null,null,0,null,6,null,null,null,null,"資源化物の排出量・売却量","直接埋立無し",null,"施設外焼却",32.69,"高負荷",null,"脱水, 乾燥",null,null,null,"③DB（公設公営、運転委託）",27,1,1,0,1988,"委託","廃止","32-1-528-08-001"]
["島根県","32841","3220010","鹿足郡事務組合","し尿処理施設　クリーンパルにちはら",3823,3964,null,1672,9459,null,null,null,null,null,null,null,"直接埋立無し",null,"施設外焼却",215,"標脱",null,"脱水",null,null,null,"①DB（公設公営、直営）",27,0,0,0,1984,"直営",null,"32-2-004-08-001"]
["島根県","32888","3220011","邑智郡総合事務組合","志谷苑",1921,9341,null,null,11262,null,null,null,null,null,null,null,"直接埋立無し",null,"焼却無し",null,"高負荷, 膜分離",null,"脱水",null,null,null,"⑦DB+O（公設民営、長期包括運営委託）",43,0,0,0,1997,"委託",null,"32-2-007-08-001"]
["岡山県","33100","3320002","岡山市","岡山市当新田浄化センター",null,43635,null,null,43635,null,null,null,null,null,null,null,"直接埋立無し",null,"焼却無し",null,"浄化槽専用",null,"脱水",null,null,null,"⑥その他公設公営",170,0,17,0,1985,"委託",null,"33-1-100-08-002"]
["岡山県","33100","3320003","岡山市","岡山市一宮浄化センター(300kL系)　　",20673.099999999999,53441.51,null,null,74114.61,null,2833,null,null,null,null,"資源化物の生産量","直接埋立無し",null,"焼却無し",null,"標脱, 下水投入",null,"脱水",null,null,null,"③DB（公設公営、運転委託）",300,0,0,0,1979,"委託",null,"33-1-100-08-003"]
["岡山県","33100","3320004","岡山市","岡山市犬島浄化センター",33,null,null,null,33,null,null,null,null,null,null,null,"直接埋立無し",null,"焼却無し",null,"その他",null,"脱水, 乾燥, 焼却",null,null,null,"③DB（公設公営、運転委託）",0.35,0,0,0,1987,"委託",null,"33-1-100-08-004"]
["岡山県","33202","3320005","倉敷市","白楽町し尿処理場",null,39076,null,null,39076,null,null,null,null,null,null,null,"直接埋立無し",null,"施設外焼却",1352,"下水投入, 浄化槽専用, 一次処理",null,"脱水, 焼却",null,null,null,"①DB（公設公営、直営）",240,0,0,0,1965,"直営",null,"33-1-202-08-001"]
["岡山県","33202","3320006","倉敷市","水島し尿処理場",7947.3,14841.2,0,0,22788.5,null,null,null,null,null,null,null,"直接埋立無し",null,"施設外焼却",29,"下水投入, 一次処理",null,"その他",null,null,null,"①DB（公設公営、直営）",128,0,0,0,1969,"委託",null,"33-1-202-08-002"]
["岡山県","33202","3320007","倉敷市","玉島し尿処理場",4417.348,0,0,0,4417.348,null,null,null,null,null,null,null,"直接埋立無し",null,"施設外焼却",2.67,"下水投入, 一次処理",null,"脱水, 焼却",null,null,null,"①DB（公設公営、直営）",70,0,0,0,1981,"委託",null,"33-1-202-08-003"]
["岡山県","33204","3320008","玉野市","玉野市西清掃センター",2778,4431,null,null,7209,null,null,null,null,null,null,null,"直接埋立無し",null,"焼却無し",null,"好一段, 一次処理",null,"脱水",null,null,null,"③DB（公設公営、運転委託）",100,0,0,0,1994,"委託",null,"33-1-204-08-001"]
["岡山県","33210","3320009","新見市","新見市衛生センター",4312,6515,null,null,10827,null,384,null,null,null,null,"資源化物の排出量・売却量","直接埋立無し",null,"焼却無し",null,"高負荷",null,"脱水",null,null,null,"③DB（公設公営、運転委託）",43,0,0,0,2016,"委託",null,"33-1-210-08-001"]
["岡山県","33211","3320010","備前市","備前市衛生センター",2687,5354,null,null,8041,null,null,1,null,null,null,"資源化物の排出量・売却量","直接埋立無し",null,"焼却無し",null,"一次処理",null,"脱水",null,null,null,"①DB（公設公営、直営）",34,0,0,0,2016,"直営",null,"33-1-211-08-001"]
["岡山県","33212","3320011","瀬戸内市","長船衛生センター",1184,5749,null,null,6933,null,258,null,null,3,null,"資源化物の生産量","直接埋立無し",null,"焼却無し",null,"標脱",null,"脱水",null,null,null,"①DB（公設公営、直営）",18,0,0,0,1987,"直営",null,"33-1-212-08-001"]
["岡山県","33214","3320012","真庭市","し尿処理施設旭水苑",9460,21266,null,null,30726,null,728,null,null,null,null,"資源化物の排出量・売却量","直接埋立無し",null,"焼却無し",null,"高負荷",null,"脱水",null,null,null,"②DB（公設公営、一部運転委託）",100,0,3,0,1994,"一部委託",null,"33-1-214-08-001"]
["岡山県","33846","3320014","神崎衛生施設組合","神崎処理場",17751,34296,null,null,52047,null,null,null,null,null,null,null,"直接埋立無し",null,"施設外焼却",1225,"高負荷, 膜分離",null,"脱水",null,null,null,"①DB（公設公営、直営）",180,0,0,0,1997,"直営",null,"33-2-009-08-001"]
["岡山県","33847","3320015","備南衛生施設組合","清鶴苑",4004,20396,null,null,24400,null,null,null,null,null,null,null,"直接埋立無し",null,"焼却無し",null,"標脱",null,"脱水",null,null,null,null,80,0,0,0,1985,"一部委託",null,"33-2-016-08-001"]
["岡山県","33849","3320016","勝英衛生施設組合","勝英衛生施設組合 滝川苑",3460,7621,null,null,11081,null,null,null,null,null,null,null,"直接埋立無し",null,"焼却無し",null,"下水投入, 一次処理",null,"その他",null,null,null,"①DB（公設公営、直営）",74,0,0,0,1986,"直営",null,"33-2-008-08-001"]
["岡山県","33850","3320017","岡山県西部衛生施設組合","岡山県西部衛生施設組合井笠広域クリーンセンター",25117,33188,null,null,58305,null,null,null,null,null,null,null,"直接埋立無し",null,"焼却無し",null,"標脱",null,"脱水",null,null,null,"②DB（公設公営、一部運転委託）",210,0,0,0,1988,"一部委託",null,"33-2-003-08-001"]
["岡山県","33851","3320018","旭川中部衛生施設組合","旭川中部衛生施設組合",3361,7986,null,null,11347,null,null,null,null,null,null,null,"直接埋立無し",null,"施設外焼却",298.24,"標脱",null,"脱水, その他",null,null,null,"①DB（公設公営、直営）",42,0,0.83,0,1992,"直営",null,"33-2-001-08-001"]
["岡山県","33852","3320019","和気赤磐し尿処理施設一部事務組合","和気赤磐衛生センター",5558.39,5641.15,null,null,11199.54,null,null,null,null,null,null,null,"直接埋立無し",null,"焼却無し",null,"高負荷, 膜分離, 下水投入",null,"脱水",null,null,null,"①DB（公設公営、直営）",72,0,0,0,2002,"直営",null,"33-2-017-08-001"]
["岡山県","33898","3320130","津山圏域衛生処理組合","汚泥再生処理センター",17441,43562,null,null,61003,null,null,null,1436,null,null,"資源化物の排出量・売却量","直接埋立無し",null,"焼却無し",null,"高負荷, 下水投入",null,"脱水",null,null,null,"⑧DBO（公設民営）",170,0,0,0,2019,"委託",null,"33-2-012-08-002"]
["岡山県","33913","3320021","総社広域環境施設組合","アクアセンター吉備路",5730,27080,null,null,32810,null,508,null,null,null,null,"資源化物の排出量・売却量","直接埋立無し",null,"施設外焼却",407,"高負荷, 膜分離",null,"脱水",null,null,null,"①DB（公設公営、直営）",90,0,5,0,2006,"委託",null,"33-2-011-08-001"]
["岡山県","33946","3320022","高梁地域事務組合","高梁地域事務組合クリーンセンター",5646,9583,null,null,15229,null,null,null,null,null,null,null,"直接埋立無し",null,"施設内焼却",285,"嫌気, 下水投入, 一次処理",null,"脱水, 焼却",null,null,null,"③DB（公設公営、運転委託）",62,0,0,0,1975,"委託",null,"33-2-007-08-001"]
["広島県","34202","3420132","呉市","呉市東部処理場",2296.1,3040.3,0,0,5336.4,null,null,null,null,null,null,null,"直接埋立無し",null,"焼却無し",null,"好希釈",null,"その他",null,null,null,"③DB（公設公営、運転委託）",120,0,0,0,1974,"委託",null,"34-1-202-08-001"]
["広島県","34202","3420001","呉市","呉市東部処理場",0,0,0,0,0,null,null,null,null,null,null,null,"直接埋立無し",null,"焼却無し",null,"嫌気",null,"その他",null,null,null,null,60,0,0,0,1967,"委託","休止","34-1-202-08-002"]
["広島県","34202","3420002","呉市","長門園",5778,8048,0,0,13826,null,null,null,null,null,null,null,"直接埋立無し",null,"焼却無し",null,"高負荷, 膜分離",null,"脱水",null,null,null,"③DB（公設公営、運転委託）",40,0,0,0,1991,"委託",null,"34-1-202-08-003"]
["広島県","34202","3420003","呉市","芸予環境衛生センターし尿処理施設",630,1096.2,0,0,1726.2,null,null,null,null,null,null,null,"直接埋立無し",null,"施設内焼却",68,"高負荷, 膜分離",null,"脱水, 焼却",null,null,null,"①DB（公設公営、直営）",10,1,0,0,1995,"直営",null,"34-1-202-08-004"]
["広島県","34202","3420004","呉市","安浦処理場",1018.18,1570.36,0,0,2588.54,null,null,null,null,null,null,null,"直接埋立無し",null,"施設外焼却",35,"好希釈, 好二段",null,"脱水",null,null,null,"①DB（公設公営、直営）",30,0,0,0,1978,"直営",null,"34-1-202-08-005"]
["広島県","34202","3420135","呉市","呉市し尿等前処理施設（仮称）",0,0,0,0,0,null,null,null,null,null,null,"資源化物の排出量・売却量","直接埋立無し",null,"施設外焼却",0,"下水投入",null,"脱水",null,null,null,"③DB（公設公営、運転委託）",88,1,0,0,2023,"委託","新設（建設中）"]
["広島県","34204","3420007","三原市","三原市汚泥再生処理センター",11144,34006,null,228,45378,null,null,null,767,null,null,"資源化物の生産量","直接埋立無し",null,"施設外焼却",72,"膜分離",null,"脱水",null,null,null,"⑧DBO（公設民営）",176,0,5.9,0,2013,"委託",null,"34-1-204-08-001"]
["広島県","34205","3420008","尾道市","おのみち地区し尿処理場",28767,41586,null,null,70353,null,null,null,null,null,null,null,"直接埋立無し",null,"施設外焼却",2387,"高負荷",null,"脱水",null,null,null,null,173,0,0,0,1996,"委託",null,"34-1-205-08-001"]
["広島県","34205","3420009","尾道市","尾道市因島クリーンセンター",9132,14194,null,null,23326,null,596,null,null,null,null,"資源化物の排出量・売却量","直接埋立無し",null,"焼却無し",null,"高負荷",null,"脱水",null,null,null,"①DB（公設公営、直営）",60,2,2,0,1989,"直営",null,"34-1-205-08-002"]
["広島県","34205","3420010","尾道市","尾道市瀬戸田汚泥再生処理センター",3204,4448,null,null,7652,null,265,null,null,null,null,"資源化物の排出量・売却量","直接埋立無し",null,"焼却無し",null,"膜分離",null,"脱水",null,null,null,"⑦DB+O（公設民営、長期包括運営委託）",21,0,0.1,0,2001,"委託",null,"34-1-205-08-003"]
["広島県","34207","3420012","福山市","福山市西部衛生センター",6962,21051,null,null,28013,null,null,null,null,null,null,null,"直接埋立無し",null,"施設外焼却",653,"標脱",null,"脱水",null,null,null,"③DB（公設公営、運転委託）",150,0,0,0,1978,"委託",null,"34-1-207-08-001"]
["広島県","34207","3420013","福山市","福山市走島し尿処理場",97,46,null,null,143,null,null,null,null,null,null,null,"直接埋立無し",null,"焼却無し",null,"好希釈",null,"脱水",null,null,null,"③DB（公設公営、運転委託）",2,0,0,0,1977,"委託",null,"34-1-207-08-002"]
["広島県","34207","3420015","福山市","福山市内海し尿処理場",1868,5974,null,null,7842,null,null,null,null,null,null,null,"直接埋立無し",null,"施設外焼却",257,"高負荷, 膜分離",null,"脱水",null,null,null,"③DB（公設公営、運転委託）",31,0,0,0,1993,"委託",null,"34-1-207-08-003"]
["広島県","34207","3420017","福山市","福山市汚泥再生処理センター",1705,4096,null,54070,59871,null,null,null,996.31,null,null,"資源化物の排出量・売却量","直接埋立無し",null,"施設外焼却",996.31,"高負荷, 膜分離",null,"脱水",null,null,null,"⑦DB+O（公設民営、長期包括運営委託）",200,0,0,0,2013,"委託",null,"34-1-207-08-004"]
["広島県","34208","3420018","府中市","府中市環境センター",0,0,0,0,0,null,null,null,null,null,null,null,"直接埋立無し",null,"焼却無し",null,"標脱",null,"焼却",null,null,null,"①DB（公設公営、直営）",60,0,0,0,1983,"直営","廃止","34-1-208-08-001"]
["広島県","34208","3420133","府中市","府中市環境センター（新）",5153,15295,null,null,20448,null,null,null,472,null,null,"資源化物の排出量・売却量","直接埋立無し",null,"施設外焼却",472,"その他",null,"脱水",null,null,null,"①DB（公設公営、直営）",61,0.08,2.4,0,2022,"委託","新設（新規稼働）","34-1-208-08-002"]
["広島県","34209","3420019","三次市","三次市錦水園",7286,22843,null,null,30129,null,null,null,null,28,null,"資源化物の排出量・売却量","直接埋立無し",null,"焼却無し",null,"標脱",null,"乾燥, その他",null,null,null,"②DB（公設公営、一部運転委託）",110,0,0.8,0,2010,"委託",null,"34-1-209-08-001"]
["広島県","34210","3420020","庄原市","庄原市東城クリーンセンターし尿処理施設",1223,3374,null,null,4597,null,null,null,null,null,null,null,"直接埋立無し",null,"施設内焼却",7,"標脱",null,"脱水, 乾燥, 焼却",null,null,null,"③DB（公設公営、運転委託）",12,0,0,0,1985,"委託",null,"34-1-210-08-001"]
["広島県","34210","3420021","庄原市","庄原市備北衛生センター",4388,5818,null,null,10206,null,null,null,null,null,null,null,"直接埋立無し",null,"施設内焼却",30,"高負荷, 膜分離, 焼却",null,"脱水, 乾燥, 焼却",null,null,null,"③DB（公設公営、運転委託）",50,0,0,0,2000,"委託",null,"34-1-210-08-002"]
["広島県","34211","3420022","大竹市","大竹市し尿前処理施設",567,2799,null,null,3366,null,null,null,null,null,null,null,"直接埋立無し",null,"施設外焼却",28,"下水投入",null,"その他",null,null,null,"③DB（公設公営、運転委託）",12,0,0,0,2005,"委託",null,"34-1-211-08-001"]
["広島県","34213","3420023","廿日市市","廿日市衛生センター",4941,26483,null,null,31424,null,null,null,null,null,null,null,"直接埋立無し",null,"施設外焼却",null,"高負荷, 膜分離",null,"脱水, 乾燥, 焼却",null,null,null,"⑨その他公設民営",100,0,0,0,2000,"委託",null,"34-1-213-08-001"]
["広島県","34214","3420024","安芸高田市","安芸高田清流園",3353,16680,null,null,20033,null,null,null,null,null,null,"資源化物の排出量・売却量","直接埋立無し",null,"焼却無し",null,"高負荷, 膜分離",null,"脱水",null,null,null,"②DB（公設公営、一部運転委託）",76,0,2.6,0,2011,"一部委託",null,"34-1-214-08-001"]
["広島県","34215","3420026","江田島市","江田島市前処理センター",4068,4208,0,0,8276,null,null,null,216,null,null,"資源化物の排出量・売却量","直接埋立無し",null,"焼却無し",null,"下水投入",null,"脱水",null,null,null,"①DB（公設公営、直営）",34.700000000000003,0,0,0,2014,"直営",null,"34-1-215-08-001"]
["広島県","34369","3420027","北広島町","北広島町緑清苑",1255,6510,null,null,7765,null,239,null,null,null,null,"資源化物の排出量・売却量","直接埋立無し",null,"焼却無し",null,"好気",null,"脱水",null,null,null,"②DB（公設公営、一部運転委託）",30,0,0,0,1977,"一部委託",null,"34-1-369-08-001"]
["広島県","34462","3420031","世羅町","世羅町美化センター",2955,11118,0,0,{"$f":"SUM(F648:I648)","v":14073},null,null,null,null,null,null,null,"直接埋立無し",null,"焼却無し",null,"標脱",null,"その他",null,null,null,"③DB（公設公営、運転委託）",35,0,0,0,1986,"委託",null,"34-1-462-08-001"]
["広島県","34545","3420028","神石高原町","神石高原町し尿処理場",852,4862,null,null,5714,null,38,null,null,null,null,"資源化物の生産量","直接埋立無し",null,"焼却無し",null,"標脱",null,"乾燥",null,null,null,"①DB（公設公営、直営）",20,0,0,0,1979,"直営",null,"34-1-545-08-001"]
["広島県","34839","3420029","安芸地区衛生施設管理組合","安芸衛生センター",5734,9073,null,null,14807,null,368,null,null,null,null,"資源化物の排出量・売却量","直接埋立無し",null,"施設外焼却",6,"標脱",null,"脱水",null,null,null,"①DB（公設公営、直営）",300,0,0,0,1982,"委託",null,"34-2-001-08-001"]
["広島県","34918","3420035","広島中央環境衛生組合","大崎上島クリーンセンター",1403,3332,null,null,4735,null,null,null,147,null,null,"資源化物の生産量","直接埋立無し",null,"焼却無し",null,"高負荷, 膜分離",null,"脱水",null,null,null,"②DB（公設公営、一部運転委託）",14,0,0.27500000000000002,0,1996,"一部委託",null,"34-2-003-08-004"]
["広島県","34918","3420134","広島中央環境衛生組合","広島中央エコパーク(汚泥再生処理センター)",15464,82154,null,null,97618,null,null,null,2925,null,null,"資源化物の生産量","直接埋立無し",null,"焼却無し",null,"嫌気, 好気, 下水投入",null,"脱水",null,null,null,"③DB（公設公営、運転委託）",300,0,0,0,2021,"委託",null,"34-2-003-08-005"]
["山口県","35201","3520001","下関市","彦島工場",10439,50370,null,null,60809,null,null,null,1347,null,null,"資源化物の排出量・売却量","直接埋立無し",null,"施設外焼却",1347,"好希釈, 下水投入",null,"脱水",null,null,null,"③DB（公設公営、運転委託）",198,0,8.1,0,2006,"委託",null,"35-1-201-08-001"]
["山口県","35202","3520002","宇部市","宇部市環境保全センターし尿処理場",9932,29239,null,null,39171,null,null,null,null,null,null,null,"直接埋立無し",null,"焼却無し",null,"好気, 下水投入",null,"脱水",null,null,null,"②DB（公設公営、一部運転委託）",150,0,0,0,1985,"委託",null,"35-1-202-08-001"]
["山口県","35203","3520003","山口市","山口市環境センター",10509,39781,null,null,50290,null,null,null,null,null,null,null,"直接埋立無し",null,"焼却無し",null,"下水投入",null,"脱水",null,null,null,"⑥その他公設公営",525,0,0,0,1981,"委託",null,"35-1-203-08-001"]
["山口県","35204","3520004","萩市","萩第二浄化センター",2319,14566,null,null,16885,null,null,null,null,null,null,null,"直接埋立無し",null,"焼却無し",null,"標脱, 下水投入",null,"その他",null,null,null,"③DB（公設公営、運転委託）",55,0,0,0,1999,"委託",null,"35-1-204-08-001"]
["山口県","35204","3520005","萩市","見島し尿処理場",445,309,null,null,754,null,null,null,null,null,null,null,"直接埋立無し",null,"施設外焼却",40,"高負荷",null,"脱水, 乾燥",null,null,null,"①DB（公設公営、直営）",3,0,0,0,2004,"直営",null,"35-1-204-08-002"]
["山口県","35206","3520006","防府市","防府市クリーンセンターし尿処理施設",6251,36482,null,null,42733,null,null,null,null,null,null,null,"直接埋立無し",null,"焼却無し",null,"標脱",null,"脱水",null,null,null,"③DB（公設公営、運転委託）",165,0,0,0,1994,"一部委託",null,"35-1-206-08-001"]
["山口県","35207","3520007","下松市","下松市衛生センター",2628,6660,null,null,9288,null,null,null,null,null,null,null,"直接埋立無し",null,"焼却無し",null,"下水投入, 一次処理",null,"その他",null,null,null,"③DB（公設公営、運転委託）",30,0,0,0,1984,"委託","休止","35-1-207-08-001"]
["山口県","35208","3520008","岩国市","岩国市みすみクリーンセンター",4021,45626,null,null,49647,null,null,null,null,null,null,null,"直接埋立無し",null,"施設外焼却",1769,"標脱",null,"脱水, 乾燥, 焼却",null,null,null,"①DB（公設公営、直営）",158,0,0,0,2010,"一部委託",null,"35-1-208-08-001"]
["山口県","35208","3520017","岩国市","岩国市真水苑",1090,5661,null,null,6751,null,null,null,null,null,null,null,"直接埋立無し",null,"焼却無し",null,"高負荷, 膜分離",null,"脱水, 乾燥, 焼却",null,null,null,"②DB（公設公営、一部運転委託）",28,0,0,0,2003,"一部委託",null,"35-1-208-08-003"]
["山口県","35210","3520010","光市","深山浄苑",0,0,null,null,0,null,null,null,null,null,null,null,"直接埋立無し",null,"焼却無し",null,"嫌気, 好気, 高負荷, 膜分離",null,"脱水, 乾燥, 焼却",null,null,null,"①DB（公設公営、直営）",38,0,0,0,1998,"直営","休止","35-1-210-08-001"]
["山口県","35213","3520011","美祢市","美祢市衛生センター",3567,12208,null,null,15775,null,null,null,null,null,null,null,"直接埋立無し",null,"施設外焼却",563,"標脱",null,"脱水",null,null,null,"①DB（公設公営、直営）",34,0,0,0,1988,"直営",null,"35-1-213-08-001"]
["山口県","35216","3520012","山陽小野田市","山陽小野田市小野田浄化センター",12703,17116,0,0,29819,null,null,null,null,null,null,null,"直接埋立無し",null,"施設外焼却",657,"高負荷",null,"脱水",null,null,null,"③DB（公設公営、運転委託）",90,0,0,0,1989,"委託",null,"35-1-216-08-001"]
["山口県","35305","3520057","周防大島町","情島衛生センター",11,null,null,null,11,null,null,null,null,null,null,null,"直接埋立無し",null,"焼却無し",null,"高負荷",null,"脱水",null,null,null,"①DB（公設公営、直営）",0.3,0,0,0,1988,"委託",null,"35-1-305-08-001"]
["山口県","35305","3520014","周防大島町","周防大島町衛生センター",2515,11561,null,null,14076,null,null,null,null,null,null,null,"直接埋立無し",null,"焼却無し",null,"標脱",null,"脱水",null,null,null,"③DB（公設公営、運転委託）",40,0,0,0,1985,"委託",null,"35-1-305-08-002"]
["山口県","35341","3520015","上関町","祝島し尿処理場",298,null,null,null,298,null,null,null,null,null,null,null,"直接埋立無し",null,"施設内焼却",298,"高負荷, 膜分離",null,"焼却",null,null,null,"③DB（公設公営、運転委託）",1,0,0.09,0,1996,"委託",null,"35-1-341-08-001"]
["山口県","35830","3520018","周東環境衛生組合","周東環境衛生組合衛生センター",7048,29453,null,null,36501,null,null,null,null,null,null,null,"直接埋立無し",null,"焼却無し",null,"標脱",null,"脱水",null,null,null,"③DB（公設公営、運転委託）",131,0,0,0,1982,"一部委託",null,"35-2-003-08-001"]
["徳島県","36201","3620001","徳島市","徳島市浄水苑第二工場",1253,43221,0,0,44474,null,null,null,null,null,null,null,"直接埋立無し",null,"施設外焼却",448,"標脱",null,"脱水, 乾燥",null,null,null,"①DB（公設公営、直営）",150,0,0,0,1984,"直営",null,"36-1-201-08-001"]
["徳島県","36201","3620002","徳島市","徳島市浄水苑第一工場",952,32860,0,0,33812,null,null,null,null,null,null,null,"直接埋立無し",null,"施設外焼却",1376,"好希釈",null,"脱水",null,null,null,"①DB（公設公営、直営）",120,0,0,0,1978,"直営",null,"36-1-201-08-002"]
["徳島県","36202","3620003","鳴門市","鳴門市し尿処理施設",2102,25114,null,null,27216,null,null,null,null,null,null,"資源化物の排出量・売却量","直接埋立無し",null,"施設内焼却",0,"好気, 焼却",null,"脱水, 乾燥, 焼却",null,null,null,"①DB（公設公営、直営）",85,85,0.5,0,1994,"直営",null,"36-1-202-08-001"]
["徳島県","36204","3620004","阿南市","阿南市クリーンピュア",2584,28332,null,null,30916,null,null,null,null,null,null,null,"直接埋立無し",null,"施設内焼却",45,"高負荷, 膜分離, その他",null,"脱水, 焼却",null,null,null,"③DB（公設公営、運転委託）",106,0,0,0,1999,"委託",null,"36-1-204-08-001"]
["徳島県","36341","3620005","石井町","石井町クリーンセンター",634,9950,null,null,10584,null,null,null,null,null,null,null,"直接埋立無し",null,"施設内焼却",287,"高負荷, 膜分離",null,"脱水, 焼却",null,null,null,"③DB（公設公営、運転委託）",35,35,0,0,1998,"委託",null,"36-1-341-08-001"]
["徳島県","36368","3620006","那賀町","那賀町衛生センター",469,3483,null,null,3952,null,22,null,null,null,null,"資源化物の生産量","直接埋立無し",null,"焼却無し",null,"高負荷, 膜分離",null,"脱水",null,null,null,"⑦DB+O（公設民営、長期包括運営委託）",13,0,0.155,0,2012,"直営",null,"36-1-368-08-001"]
["徳島県","36401","3620007","松茂町","松茂町環境センター",88,6300,5,null,6393,null,null,null,null,null,null,null,"直接埋立無し",null,"施設外焼却",96,"好気",null,"脱水, 乾燥",null,null,null,"①DB（公設公営、直営）",20,0,0,0,1980,"直営",null,"36-1-401-08-001"]
["徳島県","36402","3620008","北島町","北島町クリーンセンター",202,8771,null,null,8973,null,null,null,null,null,null,null,"直接埋立無し",null,"施設内焼却",427,"標脱",null,"脱水, 焼却",null,null,null,"①DB（公設公営、直営）",30,0,0,0,1982,"直営",null,"36-1-402-08-001"]
["徳島県","36403","3620009","藍住町","藍住町中央クリーンステーション",411,12462,null,null,12873,null,null,null,null,null,null,null,"直接埋立無し",null,"焼却無し",null,"標脱, 下水投入",null,"脱水, 乾燥, 焼却",null,null,null,"⑨その他公設民営",30,0.3,0,0,1982,"委託",null,"36-1-403-08-001"]
["徳島県","36404","3620010","板野町","板野町クリーンセンター",563.29999999999995,6477.4,0,0,7040.7,null,null,null,null,null,null,null,"直接埋立無し",null,"施設外焼却",170.95,"標脱",null,"脱水",null,null,null,"①DB（公設公営、直営）",20,0,0,0,1983,"直営",null,"36-1-404-08-001"]
["徳島県","36818","3620011","吉野川環境整備組合","吉野川浄園",3935,11011,null,null,14946,null,null,null,null,null,null,null,"直接埋立無し",null,"焼却無し",null,"標脱",null,"脱水, 乾燥",null,null,null,"①DB（公設公営、直営）",70,0,0,0,1988,"直営",null,"36-2-004-08-001"]
["徳島県","36819","3620012","海部郡衛生処理事務組合","海部郡衛生処理事務組合第2し尿処理施設",1773,2028,null,null,3801,null,null,null,null,null,null,null,"直接埋立無し",null,"施設外焼却",190,"高負荷",null,"脱水, 焼却",null,null,null,"①DB（公設公営、直営）",25,0,0,0,1985,"直営",null,"36-2-003-08-001"]
["徳島県","36819","3620013","海部郡衛生処理事務組合","海部郡衛生処理事務組合第1し尿処理施設",1146,2058,null,null,3204,null,null,null,null,null,null,null,"直接埋立無し",null,"施設内焼却",155,"高負荷",null,"脱水, 焼却",null,null,null,"③DB（公設公営、運転委託）",20,0,0,0,1988,"委託",null,"36-2-003-08-002"]
["徳島県","36824","3620014","阿北環境整備組合","阿北環境整備組合",1574,22959,0,0,24533,null,null,null,null,null,null,null,"直接埋立無し",null,"焼却無し",null,"標脱",null,"脱水",null,null,null,"②DB（公設公営、一部運転委託）",147,0,0,0,1985,"一部委託",null,"36-2-002-08-001"]
["徳島県","36857","3620015","小松島市外三町村衛生組合","小松島市外三町衛生組合しらさぎ浄園",1190,20457,0,0,21647,null,null,null,null,null,null,null,"直接埋立無し",null,"施設内焼却",1440,"高負荷, 膜分離",null,"脱水, 焼却",null,null,null,"②DB（公設公営、一部運転委託）",87,0,0,0,2000,"一部委託",null,"36-2-005-08-001"]
["徳島県","36910","3620016","みよし広域連合","みよし広域連合浄化センター",5053,16187,0,0,21240,null,null,null,null,null,null,null,"直接埋立無し",null,"施設外焼却",625,"高負荷, 膜分離",null,"脱水",null,null,null,"①DB（公設公営、直営）",60,0,0,0,1981,"直営","能力変更","36-2-001-08-001"]
["香川県","37201","3720046","高松市","高松市衛生センター",11460,49959,0,0,61419,null,null,null,null,null,null,null,"直接埋立無し",null,"焼却無し",null,"下水投入",null,"脱水",null,null,null,null,378,0,0,0,2017,"直営",null,"37-1-201-08-002"]
["香川県","37205","3720002","観音寺市","観音寺市衛生センター",4566,10849,null,null,15415,null,null,null,null,null,null,null,"直接埋立無し",null,"焼却無し",null,"高負荷, 膜分離",null,"脱水",null,null,null,"①DB（公設公営、直営）",48,0,0,0,2000,"一部委託",null,"37-1-205-08-001"]
["香川県","37205","3720003","観音寺市","観音寺市伊吹クリーンセンター",95,29,null,null,124,null,1,null,null,null,null,"資源化物の生産量","直接埋立無し",null,"焼却無し",null,"膜分離",null,"脱水",null,null,null,"③DB（公設公営、運転委託）",1.7,0,0.09,0,2003,"委託",null,"37-1-205-08-002"]
["香川県","37322","3720007","土庄町","御影浄苑",4424,5511,null,null,9935,null,null,null,null,null,null,null,"直接埋立無し",null,"施設内焼却",29,"高負荷",null,"脱水, 乾燥, 焼却",null,null,null,"①DB（公設公営、直営）",50,0,0,0,1991,"直営",null,"37-1-322-08-001"]
["香川県","37324","3720005","小豆島町","みさき園",2663,3415,0,0,6078,null,null,null,null,null,null,null,"直接埋立有り",232,"焼却無し",null,"好二段, 高負荷, 膜分離",null,"脱水",null,null,null,"③DB（公設公営、運転委託）",29.5,0,0,0,1977,"委託",null,"37-1-324-08-001"]
["香川県","37364","3720006","直島町","直島町浄化センター内し尿受入棟",85,445,null,null,530,null,null,null,null,null,null,null,"直接埋立無し",null,"焼却無し",null,"下水投入",null,"その他",null,null,null,null,1.62,0,0,0,2009,"委託",null,"37-1-364-08-001"]
["香川県","37858","3720009","大川広域行政組合","大川広域志度クリーンセンター",2162.4899999999998,10406.08,null,null,12568.57,null,null,null,null,null,null,null,"直接埋立無し",null,"施設内焼却",23,"高負荷, 膜分離",null,"脱水, 乾燥, 焼却",null,null,null,"③DB（公設公営、運転委託）",80,0,0,0,2000,"委託",null,"37-2-006-08-001"]
["香川県","37867","3720010","中讃広域行政事務組合","瀬戸グリーンセンター",12837,38722,null,null,51559,null,631,null,null,null,null,"資源化物の生産量","直接埋立無し",null,"焼却無し",null,"標脱",null,"脱水",null,null,null,"①DB（公設公営、直営）",174,0,3.2,0,1993,"直営",null,"37-2-007-08-001"]
["香川県","37869","3720011","坂出、宇多津広域行政事務組合","坂出、宇多津広域行政事務組合汚泥再生処理センター番の州浄園",5154,10930,null,null,16084,null,27,null,null,null,null,"資源化物の生産量","直接埋立無し",null,"施設内焼却",45,"高負荷",null,"焼却",null,null,null,"③DB（公設公営、運転委託）",85,0,0.2,0,2001,"委託",null,"37-2-002-08-001"]
["愛媛県","38202","3820001","今治市","今治衛生センター",3641,20010,null,null,23651,null,null,null,null,null,null,"資源化物の排出量・売却量","直接埋立無し",null,"施設外焼却",658,"高負荷, 膜分離",null,"脱水",null,null,null,"②DB（公設公営、一部運転委託）",80,0,4.4800000000000004,0,2015,"一部委託",null,"38-1-202-08-001"]
["愛媛県","38205","3820005","新居浜市","新居浜市衛生センター",0,0,null,null,0,null,null,null,null,null,null,null,"直接埋立無し",null,"施設内焼却",125,"標脱",null,"脱水, 乾燥, 焼却",null,null,null,"③DB（公設公営、運転委託）",140,0,0,0,1990,"委託","廃止","38-1-205-08-001"]
["愛媛県","38206","3820006","西条市","西条市ひうちクリーンセンター",5920,20821,4,null,26745,null,null,null,769,null,null,"資源化物の排出量・売却量","直接埋立無し",null,"施設外焼却",769,"標脱",null,"脱水",null,null,null,"③DB（公設公営、運転委託）",72,5,2.9,0,2019,"委託",null,"38-1-206-08-001"]
["愛媛県","38213","3820007","四国中央市","四国中央市アイクリーン",1841,5878,0,0,7719,null,null,null,null,null,null,null,"直接埋立無し",null,"施設内焼却",28,"高負荷",null,"脱水, 焼却",null,null,null,"③DB（公設公営、運転委託）",35,0,0,0,1993,"委託",null,"38-1-213-08-001"]
["愛媛県","38213","3820008","四国中央市","四国中央市伊予三島清掃センター",0,0,0,0,0,null,null,null,null,null,null,null,"直接埋立無し",null,"焼却無し",null,"標脱",null,"脱水, 乾燥, 焼却",null,null,null,"③DB（公設公営、運転委託）",40,0,0,0,1984,"委託","休止","38-1-213-08-002"]
["愛媛県","38213","3820009","四国中央市","四国中央市エコトピアひうち",3929,5986,0,0,9915,null,12,null,null,null,null,"資源化物の排出量・売却量","直接埋立無し",null,"施設内焼却",120,"高負荷",null,"脱水, 乾燥, 焼却",null,null,null,"③DB（公設公営、運転委託）",33,0,0.6,0,2000,"委託",null,"38-1-213-08-003"]
["愛媛県","38214","3820114","西予市","衛生センター（みずすまし）",6047,6558,null,null,12605,null,null,null,202,null,null,"資源化物の生産量","直接埋立無し",null,"焼却無し",null,"高負荷, 膜分離",null,"脱水",null,null,null,"④DB+M（公設公営、維持管理のみ委託）",45,45,5,0,2016,"一部委託",null,"38-1-214-08-003"]
["愛媛県","38386","3820013","久万高原町","久万高原町環境衛生センター",1812,2988,null,null,4800,null,null,null,null,null,null,null,"直接埋立無し",null,"焼却無し",null,"膜分離",null,"脱水",null,null,null,"①DB（公設公営、直営）",25,0,0,0,1997,"直営","休止","38-1-386-08-001"]
["愛媛県","38826","3820115","松山衛生事務組合","松山衛生ecoセンター",12692,112173,null,null,124865,null,null,11,3221,null,null,"資源化物の生産量","直接埋立無し",null,"施設外焼却",3380,"標脱, 一次処理",null,"脱水",null,null,null,"③DB（公設公営、運転委託）",373,0,16,0,2020,"委託",null,"38-2-004-08-003"]
["愛媛県","38840","3820016","伊予市松前町共立衛生組合","塩美園",3263,17371,0,0,20634,null,38.58,null,null,null,null,"資源化物の生産量","直接埋立無し",null,"施設内焼却",530.86,"高負荷, 膜分離",null,"脱水, 乾燥, 焼却",null,null,null,"①DB（公設公営、直営）",68,1,1,0,2000,"直営",null,"38-2-001-08-001"]
["愛媛県","38842","3820017","大洲・喜多衛生事務組合","大洲・喜多衛生事務組合　し尿処理施設　清流園",7679,15582,null,null,23261,null,null,null,null,null,null,null,"直接埋立無し",null,"施設内焼却",761,"標脱",null,"脱水, 乾燥, 焼却",null,null,null,"①DB（公設公営、直営）",100,0,1.7,0,1999,"直営",null,"38-2-005-08-001"]
["愛媛県","38862","3820018","八幡浜地区施設事務組合","八幡浜地区施設事務組合",2737,6819,null,null,9556,null,null,null,null,null,null,null,"直接埋立無し",null,"施設内焼却",13,"標脱, 焼却",null,"脱水, 乾燥, 焼却",null,null,null,"③DB（公設公営、運転委託）",52,0,0,0,1986,"一部委託",null,"38-2-006-08-001"]
["愛媛県","38888","3820073","宇和島地区広域事務組合","宇和島地区広域事務組合汚泥再生処理センター",35254,29237,null,null,64491,null,null,5,null,null,null,"資源化物の排出量・売却量","直接埋立無し",null,"施設外焼却",1232,"高負荷, 膜分離",null,"脱水, 焼却",null,null,null,"③DB（公設公営、運転委託）",220,0,0,0,2015,"一部委託",null,"38-2-003-08-002"]
["高知県","39201","3920001","高知市","高知市東部環境センター",21653,83802,null,null,105455,null,894,null,null,null,null,"資源化物の生産量","直接埋立無し",null,"施設外焼却",2261,"標脱",null,"脱水",null,null,null,"⑥その他公設公営",390,390,0,0,1984,"一部委託",null,"39-1-201-08-001"]
["高知県","39202","3920050","室戸市","室戸清浄園",6508,5363,null,null,11871,null,null,null,null,null,null,null,"直接埋立無し",null,"施設内焼却",359,"好希釈",null,"脱水, 焼却",null,null,null,"②DB（公設公営、一部運転委託）",35,0,0,0,2015,"委託",null,"39-1-202-08-001"]
["高知県","39203","3920002","安芸市","安芸市清浄苑",5714,3085,null,null,8799,null,10,null,null,null,null,"資源化物の生産量","直接埋立無し",null,"施設内焼却",10,"高負荷, 膜分離",null,"脱水, 乾燥, 焼却",null,null,null,"③DB（公設公営、運転委託）",30,0,0.1,0,2004,"委託",null,"39-1-203-08-001"]
["高知県","39204","3920003","南国市","南国市環境センター",11113,14784,null,null,25897,null,null,null,null,null,null,null,"直接埋立無し",null,"施設内焼却",943,"高負荷",null,"脱水, 乾燥, 焼却",null,null,null,"③DB（公設公営、運転委託）",70,0,0,0,1996,"委託",null,"39-1-204-08-001"]
["高知県","39209","3920004","土佐清水市","土佐清水市衛生センター",7017,3001,null,null,10018,null,256,null,null,null,null,"資源化物の排出量・売却量","直接埋立無し",null,"焼却無し",null,"高負荷, 膜分離",null,"脱水, 乾燥, その他",null,null,null,"⑦DB+O（公設民営、長期包括運営委託）",31,0,0,0,2002,"委託",null,"39-1-209-08-001"]
["高知県","39210","3920005","四万十市","衛生センター中村",6919,13036,null,null,{"$f":"SUM(F712:I712)","v":19955},null,null,null,null,null,null,null,"直接埋立無し",null,"施設外焼却",494,"標脱",null,"脱水",null,null,null,"③DB（公設公営、運転委託）",62,0,0,0,1984,"委託",null,"39-1-210-08-001"]
["高知県","39210","3920006","四万十市","クリーンセンター西土佐",1595,1508,null,null,3103,null,null,null,null,null,null,null,"直接埋立無し",null,"施設外焼却",42.9,"高負荷",null,"脱水",null,null,null,"③DB（公設公営、運転委託）",9,0,0,0,2003,"委託",null,"39-1-210-08-002"]
["高知県","39412","3920010","四万十町","汚泥再生処理施設　若井グリーンセンター",8630,5343,null,null,13973,null,5,null,null,null,null,"資源化物の生産量","直接埋立無し",null,"施設外焼却",224,"高負荷, 膜分離",null,"脱水, 乾燥, その他",null,null,null,"⑧DBO（公設民営）",44,0,0.2,0,2013,"委託",null,"39-1-412-08-001"]
["高知県","39428","3920011","黒潮町","黒潮町衛生センター",5407,5843,null,null,11250,null,null,null,null,null,null,null,"直接埋立無し",null,"施設外焼却",275,"膜分離",null,"脱水",null,null,null,"④DB+M（公設公営、維持管理のみ委託）",40,0,0,0,1998,"一部委託",null,"39-1-428-08-001"]
["高知県","39820","3920012","香南香美衛生組合","香南香美衛生組合衛生センター",13519,19271,null,null,32790,null,null,null,null,null,null,"資源化物の排出量・売却量","直接埋立無し",null,"施設内焼却",1052,"標脱",null,"脱水, 乾燥, 焼却",null,null,null,"④DB+M（公設公営、維持管理のみ委託）",100,0,0.3,0,1988,"直営",null,"39-2-003-08-001"]
["高知県","39822","3920013","仁淀川下流衛生事務組合","衛生センター",10418,22275,null,null,32693,null,154,null,null,null,null,"資源化物の排出量・売却量","直接埋立無し",null,"施設外焼却",274,"標脱",null,"脱水",null,null,null,"①DB（公設公営、直営）",120,0,1,0,1999,"直営",null,"39-2-008-08-001"]
["高知県","39823","3920014","高吾北広域町村事務組合","高吾北広域町村事務組合高吾北衛生センター",8257,7696,null,null,15953,39,304,null,null,null,null,"資源化物の排出量・売却量","直接埋立無し",null,"焼却無し",null,"嫌気, 好気",null,"脱水",null,null,"所内利用（熱利用）","①DB（公設公営、直営）",47,0,2,177,1966,"直営",null,"39-2-005-08-001"]
["高知県","39854","3920048","高幡東部清掃組合","汚泥再生処理センターきらら",8597,10114,null,null,18711,null,120,null,null,null,null,"資源化物の生産量","直接埋立無し",null,"焼却無し",null,"高負荷, 膜分離",null,"脱水",null,null,null,"①DB（公設公営、直営）",64,0,2.5,0,2016,"直営",null,"39-2-007-08-002"]
["高知県","39867","3920018","幡多西部消防組合","幡西衛生処理センター",8528,8155,null,null,16683,null,null,null,599,null,null,"資源化物の排出量・売却量","直接埋立無し",null,"施設外焼却",599,"標脱",null,"脱水",null,null,null,"③DB（公設公営、運転委託）",62,0,3,0,2006,"一部委託",null,"39-2-013-08-001"]
["高知県","39878","3920020","中芸広域連合","中芸広域連合衛生センター",4446,4466,null,null,8912,null,null,null,null,null,null,null,"直接埋立無し",null,"施設内焼却",395,"高負荷, 膜分離",null,"脱水, 乾燥, 焼却",null,null,null,"①DB（公設公営、直営）",25,0,0,0,1996,"直営",null,"39-2-010-08-001"]
["福岡県","40130","4020045","福岡市","中部汚泥再生処理センター",8195,7292,null,2144,17631,null,null,null,433,null,null,"資源化物の生産量","直接埋立無し",null,"施設外焼却",433,"好気, 下水投入",null,"脱水, 焼却",null,null,null,"③DB（公設公営、運転委託）",65,0,99.6,0,2015,"委託",null,"40-1-130-08-001"]
["福岡県","40202","4020001","大牟田市","大牟田市東部環境センター",51081,24822,31,null,75934,null,137,null,null,null,null,"資源化物の生産量","直接埋立無し",null,"焼却無し",null,"高負荷",null,"脱水, 乾燥",null,null,null,"②DB（公設公営、一部運転委託）",359,1.9,3.6,0,2002,"一部委託",null,"40-1-202-08-001"]
["福岡県","40204","4020197","直方市","直方市汚泥再生処理センター",36042,13143,366,null,49551,null,null,null,1279,null,null,"資源化物の生産量","直接埋立無し",null,"焼却無し",null,"高負荷",null,"脱水",null,null,null,"③DB（公設公営、運転委託）",113,0,4,0,2021,"委託",null,"40-1-204-08-002"]
["福岡県","40210","4020006","八女市","八女市星野自給肥料供給施設",976,1337,null,null,2313,null,null,null,null,null,null,null,"直接埋立無し",null,"焼却無し",null,"その他",null,"その他",null,null,null,"③DB（公設公営、運転委託）",9.6999999999999993,0,0,0,1981,"委託",null,"40-1-210-08-003"]
["福岡県","40211","4020007","筑後市","筑後市衛生センター",8569.2199999999993,19702.060000000001,0,0,28271.279999999999,null,130.19999999999999,null,null,null,null,"資源化物の排出量・売却量","直接埋立無し",null,"焼却無し",null,"標脱",null,"脱水, 乾燥",null,null,null,"⑥その他公設公営",75,75,1.3,0,1983,"委託",null,"40-1-211-08-001"]
["福岡県","40213","4020008","行橋市","行橋市し尿処理施設音無苑",32722,17848,null,null,50570,null,null,null,null,null,null,null,"直接埋立無し",null,"施設内焼却",1793,"標脱, 焼却, その他",null,"脱水, 乾燥, 焼却",null,null,null,"③DB（公設公営、運転委託）",191,0,0.47,0,1985,"委託",null,"40-1-213-08-001"]
["福岡県","40214","4020193","豊前市","豊前市環境センター",10509,5560,null,null,16069,null,null,null,null,null,null,null,"直接埋立無し",null,"焼却無し",null,"下水投入",null,"その他",null,null,null,"①DB（公設公営、直営）",70,0,0,0,2019,"直営",null,"40-1-214-08-001"]
["福岡県","40223","4020198","古賀市","古賀市海津木苑",4592,7404,null,null,11996,null,null,null,null,null,null,null,"直接埋立無し",null,"焼却無し",null,"標脱",null,"脱水",null,null,null,"⑤DBM（公設公営）",62,328,0,0,1983,"直営",null,"40-1-223-08-002"]
["福岡県","40226","4020010","宮若市","宮若市し尿処理施設",18553,13208,null,null,31761,null,null,null,null,null,null,null,"直接埋立無し",null,"施設内焼却",67,"高負荷, 膜分離",null,"脱水, 乾燥, 焼却",null,null,null,"③DB（公設公営、運転委託）",97,0,0,0,1994,"委託",null,"40-1-226-08-001"]
["福岡県","40228","4020012","朝倉市","汚泥再生処理センタ-",5493,8945,null,21,14459,null,143,null,null,null,null,"資源化物の生産量","直接埋立無し",null,"焼却無し",null,"高負荷, 膜分離",null,"脱水",null,null,null,"③DB（公設公営、運転委託）",73,0,1.4,0,2007,"委託",null,"40-1-228-08-001"]
["福岡県","40229","4020191","みやま市","みやま市バイオマスセンター「ルフラン」",14658,23023,1639,null,39320,10885,null,null,null,null,null,"資源化物の生産量","直接埋立有り",2,"施設外焼却",23,"嫌気",null,"脱水, 焼却, その他",null,null,"所内利用（発電利用）, 所内利用（熱利用）","③DB（公設公営、運転委託）",120,10,55,1260,2018,"委託",null,"40-1-229-08-002"]
["福岡県","40230","4020014","糸島市","糸島市し尿処理センター",14261,16578,0,0,30839,null,null,null,null,null,null,null,"直接埋立無し",null,"施設外焼却",838,"高負荷, 下水投入",null,"脱水",null,null,null,"②DB（公設公営、一部運転委託）",96,0,0,0,1995,"委託",null,"40-1-230-08-001"]
["福岡県","40402","4020015","鞍手町","鞍手町衛生センター",9816,3924,null,null,13740,null,null,null,null,null,null,null,"直接埋立無し",null,"施設内焼却",15,"好気",null,"焼却",null,null,null,"⑧DBO（公設民営）",45,0,0,0,1980,"委託",null,"40-1-402-08-001"]
["福岡県","40621","4020016","苅田町","苅田町清掃事務所第二工場",8785,15152,null,null,23937,null,null,null,null,null,null,null,"直接埋立無し",null,"施設内焼却",42,"嫌気, 好気, 好希釈, 標脱, 焼却",null,"脱水, 乾燥, 焼却",null,null,null,"⑦DB+O（公設民営、長期包括運営委託）",100,0,0,0,1980,"委託",null,"40-1-621-08-001"]
["福岡県","40647","4020017","築上町","築上町有機液肥製造施設",7677,4326,0,0,12003,null,null,null,null,null,null,null,"直接埋立無し",null,"焼却無し",null,"好気",null,"その他",null,null,null,"②DB（公設公営、一部運転委託）",18.7,0,29,0,1994,"直営",null,"40-1-647-08-001"]
["福岡県","40824","4020018","吉富町外1町環境衛生事務組合","周防苑",4361,4599,498,0,9458,null,72,null,null,null,null,"資源化物の生産量","直接埋立無し",null,"焼却無し",null,"好気",null,"脱水, 乾燥",null,null,null,"①DB（公設公営、直営）",20,0,0.3,0,1970,"直営",null,"40-2-007-08-001"]
["福岡県","40839","4020019","大川柳川衛生組合","筑水園",26076,50464,null,null,76540,null,330,null,null,null,null,"資源化物の生産量","直接埋立無し",null,"焼却無し",null,"高負荷",null,"脱水, 乾燥, 焼却, その他",null,null,null,null,195,0,2,0,1995,"一部委託",null,"40-2-014-08-001"]
["福岡県","40840","4020020","うきは久留米環境施設組合","耳納衛生センター",5924,10014,null,null,15938,null,61640,null,null,null,null,"資源化物の生産量","直接埋立無し",null,"施設内焼却",263,"標脱",null,"脱水, 乾燥, 焼却",null,null,null,"③DB（公設公営、運転委託）",91,0,1.3,0,1994,"委託",null,"40-2-001-08-001"]
["福岡県","40846","4020022","両筑衛生施設組合","両筑苑",9555,22673,null,null,32228,null,null,null,null,null,106,"資源化物の排出量・売却量","直接埋立無し",null,"施設内焼却",734,"標脱",null,"脱水, 乾燥, 焼却",null,null,null,"①DB（公設公営、直営）",300,0,0,0,1982,"直営",null,"40-2-026-08-001"]
["福岡県","40925","4020026","宗像地区事務組合","宗像浄化センター",7853,3228,null,null,11081,null,null,null,null,null,null,"資源化物の排出量・売却量","直接埋立無し",null,"施設外焼却",249,"標脱",null,"脱水",null,null,null,"③DB（公設公営、運転委託）",130,0,2.6,0,1979,"委託",null,"40-2-011-08-001"]
["福岡県","40935","4020027","須恵町外二ヶ町清掃施設組合","酒水園",5426.3,4635.8999999999996,null,null,10062.200000000001,null,null,null,null,null,null,null,"直接埋立無し",null,"焼却無し",null,"好二段, 標脱",null,"脱水, 乾燥",null,null,null,"③DB（公設公営、運転委託）",100,0,1,0,1982,"委託",null,"40-2-013-08-001"]
["福岡県","40936","4020028","遠賀・中間地域広域行政事務組合","曲水苑",14069,11019,null,null,25088,null,null,null,null,null,null,null,"直接埋立無し",null,"焼却無し",null,"標脱",null,"脱水",null,null,null,"①DB（公設公営、直営）",220,0,0,0,1996,"直営",null,"40-2-004-08-001"]
["福岡県","40940","4020029","春日大野城衛生施設組合","春日大野城浄化センター",708,626,null,null,1334,null,null,null,null,null,null,null,"直接埋立無し",null,"焼却無し",null,"下水投入",null,"その他",null,null,null,"③DB（公設公営、運転委託）",50,0,0,0,1996,"委託",null,"40-2-012-08-001"]
["福岡県","40946","4020192","八女中部衛生施設事務組合","八女中部汚泥再生処理センター",18263,36092,26,null,54381,null,207,null,null,null,null,"資源化物の排出量・売却量","直接埋立無し",null,"焼却無し",null,"高負荷",null,"脱水, 乾燥, その他",null,null,null,"③DB（公設公営、運転委託）",171,0.2,1.5,0,2021,"委託",null,"40-2-021-08-002"]
["福岡県","40953","4020032","宇美町・志免町衛生施設組合","宇美志免浄化センター",3200,2565,null,null,5765,null,null,null,null,null,null,null,"直接埋立無し",null,"施設外焼却",210,"高負荷",null,"脱水",null,null,null,"③DB（公設公営、運転委託）",70,0,0,0,2001,"委託",null,"40-2-003-08-001"]
["福岡県","40959","4020025","ふくおか県央環境広域施設組合","汚泥再生処理センター",31907,19412,null,null,51319,null,147,null,null,null,null,"資源化物の排出量・売却量","直接埋立無し",null,"焼却無し",null,"高負荷, 膜分離",null,"乾燥",null,null,null,"③DB（公設公営、運転委託）",146,2.6,8,0,2005,"委託",null,"40-2-030-08-001"]
["福岡県","40959","4020194","ふくおか県央環境広域施設組合","飯塚市環境センター",24441,12056,null,null,36497,null,null,null,null,null,null,null,"直接埋立無し",null,"施設外焼却",1122,"好気, 高負荷, 下水投入, 一次処理",null,"脱水",null,null,null,"③DB（公設公営、運転委託）",108,0,0,0,1996,"一部委託",null,"40-2-030-08-002"]
["福岡県","40959","4020195","ふくおか県央環境広域施設組合","嘉麻市嘉麻浄化センター",15529,7242,null,null,22771,null,null,null,null,null,null,null,"直接埋立無し",null,"施設内焼却",836,"高負荷",null,"脱水, 乾燥, 焼却",null,null,null,"③DB（公設公営、運転委託）",60,0,0,0,1997,"委託",null,"40-2-030-08-003"]
["福岡県","40959","4020196","ふくおか県央環境広域施設組合","穂波苑",31034,28188,null,null,59222,null,28,null,null,null,null,"資源化物の生産量","直接埋立無し",null,"施設外焼却",1799,"高負荷, 膜分離",null,"脱水",null,null,null,"①DB（公設公営、直営）",152,0,1,0,2003,"直営",null,"40-2-030-08-004"]
["福岡県","40960","4020199","田川地区広域環境衛生施設組合","田川地区クリーンセンター",53430,70695,null,null,124125,null,373,null,1502,null,null,"資源化物の排出量・売却量","直接埋立無し",null,"施設外焼却",1521,"標脱",null,"脱水",null,null,null,"①DB（公設公営、直営）",390,5,1.6,null,2021,"直営",null,"40-2-031-08-001"]
["佐賀県","41201","4120054","佐賀市","佐賀市衛生センター",14698,15886,null,null,30584,null,null,null,null,null,null,null,"直接埋立無し",null,"施設外焼却",837,"高負荷",null,"脱水, 焼却",null,null,null,"①DB（公設公営、直営）",260,0,0,0,1991,"直営",null,"41-1-201-08-001"]
["佐賀県","41202","4120055","唐津市","唐津中部衛生処理センター",8618,9514,null,null,18132,null,null,null,null,null,null,null,"直接埋立無し",null,"施設内焼却",415,"高負荷",null,"脱水, 乾燥, 焼却",null,null,null,"③DB（公設公営、運転委託）",80,0,0,0,1992,"委託",null,"41-1-202-08-001"]
["佐賀県","41202","4120056","唐津市","唐津北部衛生処理センター",7796,12570,null,null,20366,null,58,null,null,null,9,"資源化物の生産量","直接埋立無し",null,"施設内焼却",215,"高負荷, 膜分離",null,"脱水, 乾燥, 焼却",null,null,null,"⑦DB+O（公設民営、長期包括運営委託）",77,0,1,0,2006,"委託",null,"41-1-202-08-002"]
["佐賀県","41206","4120007","武雄市","武雄市衛生処理センター",21215,25462,null,null,46677,null,null,null,null,null,null,null,"直接埋立無し",null,"施設外焼却",1650,"高負荷, 膜分離",null,"脱水",null,null,null,"②DB（公設公営、一部運転委託）",98,0,0,0,2000,"一部委託",null,"41-1-206-08-001"]
["佐賀県","41208","4120008","小城市","移動式脱水機(車番405)",null,1995,null,null,1995,null,null,null,null,null,null,null,"直接埋立無し",null,"焼却無し",null,"その他",null,"脱水",null,null,null,"③DB（公設公営、運転委託）",144,0,0,0,2009,"委託",null,"41-1-208-08-001"]
["佐賀県","41208","4120046","小城市","移動式脱水機(車番1074)",null,357,null,null,357,null,null,null,null,null,null,null,"直接埋立無し",null,"焼却無し",null,"その他",null,"脱水",null,null,null,"③DB（公設公営、運転委託）",51.2,0,0,0,2015,"委託",null,"41-1-208-08-002"]
["佐賀県","41209","4120009","嬉野市","農業集落排水汚泥堆肥化施設(五町田・谷所地区)",null,null,null,2486,2486,null,27,null,null,null,null,"資源化物の生産量","直接埋立無し",null,"焼却無し",null,"嫌気",null,"脱水",null,null,null,"③DB（公設公営、運転委託）",9.9,0,1.2,0,2012,"委託",null,"41-1-209-08-001"]
["佐賀県","41812","4120010","天山地区共同衛生処理場組合","クリーンセンター天山",28293,25583,null,null,53876,null,null,null,null,null,null,"資源化物の生産量","直接埋立無し",null,"施設内焼却",1853,"標脱",null,"脱水, 乾燥, 焼却",null,null,null,"①DB（公設公営、直営）",180,0,8,0,1991,"直営",null,"41-2-009-08-001"]
["佐賀県","41813","4120011","杵島地区衛生処理組合","杵東地区環境センター",0,0,null,null,0,null,null,null,null,null,null,null,"直接埋立無し",null,"焼却無し",null,"標脱",null,"脱水",null,null,null,"①DB（公設公営、直営）",100,0,0,0,1984,"直営","廃止","41-2-002-08-001"]
["佐賀県","41813","4120059","杵島地区衛生処理組合","杵島地区環境センター",16847,10538,null,null,27385,null,686,0.56499999999999995,null,null,null,"資源化物の生産量","直接埋立無し",null,"焼却無し",null,"高負荷",null,"脱水",null,null,null,"①DB（公設公営、直営）",75,0,0,0,2022,"一部委託","新設（新規稼働）","41-2-002-08-002"]
["佐賀県","41814","4120012","鹿島・藤津地区衛生施設組合","藤鹿苑第1処理場",25172.84,14225.72,null,null,39398.559999999998,null,856.87,null,null,null,null,"資源化物の生産量","直接埋立無し",null,"施設外焼却",322.89999999999998,"高負荷, 膜分離",null,"脱水",null,null,null,"①DB（公設公営、直営）",110,0,0,0,1998,"直営",null,"41-2-006-08-001"]
["佐賀県","41814","4120013","鹿島・藤津地区衛生施設組合","藤鹿苑第2処理場",3913.58,3804.84,null,null,7718.42,null,209.98,null,null,null,null,"資源化物の生産量","直接埋立無し",null,"焼却無し",null,"標脱",null,"脱水",null,null,null,"①DB（公設公営、直営）",20,0,0,0,2015,"一部委託",null,"41-2-006-08-002"]
["佐賀県","41851","4120014","伊万里・有田地区衛生組合","伊万里・有田地区衛生センター",42188,7708,null,null,49896,null,null,null,null,null,null,null,"直接埋立無し",null,"焼却無し",null,"高負荷, 下水投入",null,"その他",null,null,null,"②DB（公設公営、一部運転委託）",146,0,0,0,1993,"一部委託",null,"41-2-001-08-001"]
["佐賀県","41857","4120015","三神地区環境事務組合","三神地区汚泥再生処理センター",15366,36800,null,null,52166,null,299,null,null,null,null,"資源化物の生産量","直接埋立無し",null,"焼却無し",null,"高負荷, 膜分離",null,"脱水, 乾燥, 焼却",null,null,null,"③DB（公設公営、運転委託）",184,0,1,0,2001,"委託",null,"41-2-005-08-001"]
["長崎県","42201","4220003","長崎市","琴海クリーンセンター",10560,4740,0,0,15300,null,null,null,null,null,null,null,"直接埋立無し",null,"焼却無し",null,"高負荷",null,"脱水",null,null,null,"③DB（公設公営、運転委託）",60,60,0,0,1990,"一部委託",null,"42-1-201-08-003"]
["長崎県","42201","4220038","長崎市","長崎半島クリーンセンター",3010,5084,0,0,8094,null,null,null,null,null,null,null,"直接埋立無し",null,"焼却無し",null,"高負荷",null,"脱水",null,null,null,"③DB（公設公営、運転委託）",40,40,0,0,1999,"一部委託",null,"42-1-201-08-004"]
["長崎県","42202","4220004","佐世保市","クリーンピュアとどろき",68504,41831,0,0,110335,null,null,null,1394,null,null,"資源化物の排出量・売却量","直接埋立無し",null,"焼却無し",null,"高負荷",null,"脱水, 乾燥",null,null,null,"②DB（公設公営、一部運転委託）",260,0,30,0,2006,"一部委託",null,"42-1-202-08-001"]
["長崎県","42202","4220005","佐世保市","宇久衛生センター",2947,507,null,null,3454,null,11,null,null,null,null,"資源化物の排出量・売却量","直接埋立無し",null,"焼却無し",null,"高負荷, 膜分離",null,"脱水",null,null,null,"⑥その他公設公営",8,1,1,0,1999,"一部委託",null,"42-1-202-08-002"]
["長崎県","42203","4220112","島原市","前浜クリーン館",31716,21192,null,null,52908,null,211,null,null,null,null,"資源化物の生産量","直接埋立無し",null,"焼却無し",null,"高負荷",null,"脱水",null,null,null,"③DB（公設公営、運転委託）",144,0,1.2,0,2016,"委託",null,"42-1-203-08-002"]
["長崎県","42204","4220007","諫早市","衛生センター",0,0,0,0,0,null,null,null,null,null,null,null,"直接埋立無し",null,"焼却無し",null,"標脱",null,"乾燥",null,null,null,null,100,0,0,0,1982,"直営","休止","42-1-204-08-001"]
["長崎県","42204","4220008","諫早市","新倉屋敷クリーンセンター",14900,20925,0,11607,47432,null,245,null,null,null,null,"資源化物の生産量","直接埋立無し",null,"焼却無し",null,"高負荷",null,"その他",null,null,null,"①DB（公設公営、直営）",133,0,2,0,1996,"委託",null,"42-1-204-08-002"]
["長崎県","42205","4220009","大村市","大村市環境センター",3061,2930,null,null,5991,null,null,null,null,null,null,null,"直接埋立無し",null,"焼却無し",null,"下水投入",null,"その他",null,null,null,"③DB（公設公営、運転委託）",77,0,0,0,1993,"委託",null,"42-1-205-08-001"]
["長崎県","42209","4220012","対馬市","対馬北部衛生センター",8466,1384,null,null,9850,null,null,null,null,null,null,null,"直接埋立無し",null,"施設外焼却",37,"好気, 高負荷, 膜分離",null,"脱水, 乾燥",null,null,null,"②DB（公設公営、一部運転委託）",27,0,0.1,0,2006,"一部委託",null,"42-1-209-08-001"]
["長崎県","42209","4220013","対馬市","対馬中部クリーンセンター",4978,3038,null,null,8016,null,23,null,null,null,null,"資源化物の生産量","直接埋立無し",null,"施設外焼却",4,"嫌気, 好気, 高負荷, 一次処理",null,"脱水, 乾燥",null,null,null,"②DB（公設公営、一部運転委託）",23,0,0.05,0,2015,"一部委託",null,"42-1-209-08-002"]
["長崎県","42209","4220014","対馬市","厳美清華苑",19297,8201,null,null,{"$f":"SUM(F776:I776)","v":27498},null,125,null,null,null,null,"資源化物の生産量","直接埋立無し",null,"施設外焼却",13,"好気, 高負荷, 膜分離",null,"脱水, 乾燥",null,null,null,"②DB（公設公営、一部運転委託）",60,0,0.5,0,2002,"一部委託",null,"42-1-209-08-003"]
["長崎県","42210","4220015","壱岐市","壱岐市勝本町自給肥料供給センター",null,null,2642,null,2642,null,4502,null,null,null,null,"資源化物の排出量・売却量","直接埋立無し",null,"焼却無し",null,"好気",null,"脱水",null,null,null,"③DB（公設公営、運転委託）",22,22,22,0,2006,"直営",null,"42-1-210-08-001"]
["長崎県","42210","4220016","壱岐市","壱岐市汚泥再生処理センター",18334,8016,null,64,26414,null,123,null,null,null,null,"資源化物の生産量","直接埋立無し",null,"焼却無し",null,"高負荷",null,"脱水",null,null,null,"①DB（公設公営、直営）",96,0,1.2,0,2012,"直営",null,"42-1-210-08-002"]
["長崎県","42211","4220017","五島市","五島市福江衛生センター",16205,25525,null,null,41730,null,null,null,null,null,null,null,"直接埋立無し",null,"施設外焼却",226,"標脱",null,"脱水",null,null,null,"①DB（公設公営、直営）",118,0,0,0,1981,"一部委託",null,"42-1-211-08-001"]
["長崎県","42212","4220021","西海市","平島汚泥再生処理センター",158,0,0,0,158,null,null,null,null,null,null,"資源化物の生産量","直接埋立無し",null,"焼却無し",null,"標脱",null,"脱水, 乾燥",null,null,null,"③DB（公設公営、運転委託）",1.1000000000000001,0.02,0.12,0,2005,"直営","休止","42-1-212-08-001"]
["長崎県","42212","4220022","西海市","西海市汚泥再生処理センター",8637,18735,null,null,27372,null,null,null,null,null,null,"資源化物の排出量・売却量","直接埋立無し",null,"焼却無し",null,"高負荷",null,"脱水",null,null,null,"③DB（公設公営、運転委託）",74,12,0,0,2013,"委託",null,"42-1-212-08-002"]
["長崎県","42213","4220023","雲仙市","小浜クリーンセンター",0,0,0,0,0,null,null,null,null,null,null,null,"直接埋立無し",null,"焼却無し",null,"高負荷, 膜分離",null,"脱水",null,null,null,"④DB+M（公設公営、維持管理のみ委託）",43,0,0,0,1992,"委託","休止","42-1-213-08-001"]
["長崎県","42213","4220028","雲仙市","雲仙市環境センター",23945,12529,407,null,36881,null,null,null,null,null,null,"資源化物の排出量・売却量","直接埋立無し",null,"焼却無し",null,"標脱",null,"脱水",null,null,null,"⑤DBM（公設公営）",100,2,9,0,2007,"直営",null,"42-1-213-08-002"]
["長崎県","42214","4220024","南島原市","南島原市深江衛生センターし尿処理施設",6616,4176,null,null,10792,null,null,null,null,null,null,null,"直接埋立無し",null,"施設外焼却",157,"高負荷",null,"脱水",null,null,null,"①DB（公設公営、直営）",21,0,0,0,1987,"直営",null,"42-1-214-08-001"]
["長崎県","42214","4220025","南島原市","南島原市南有馬衛生センターし尿処理施設",21900,11048,null,null,32948,null,null,null,923,null,null,"資源化物の生産量","直接埋立無し",null,"焼却無し",null,"高負荷",null,"脱水",null,null,null,"①DB（公設公営、直営）",130,1,6,0,2021,"直営",null,"42-1-214-08-002"]
["長崎県","42383","4220026","小値賀町","小値賀町し尿処理場",732,2442,null,null,3174,null,null,null,null,null,null,null,"直接埋立無し",null,"焼却無し",null,"高負荷",null,"脱水, 乾燥",null,null,null,"①DB（公設公営、直営）",9,0,0,0,1995,"直営",null,"42-1-383-08-001"]
["長崎県","42411","4220027","新上五島町","新上五島町クリーンセンター汚泥再生処理センター",19208,4639,107,null,23954,13186,120,null,null,null,null,"資源化物の生産量","直接埋立有り",19,"施設外焼却",102,"高負荷, 膜分離",null,"脱水, 乾燥",null,306151290,"所内利用（熱利用）","⑨その他公設民営",72,3,1,257,2002,"委託",null,"42-1-411-08-001"]
["長崎県","42817","4220030","東彼地区保健福祉組合","東彼地区環境センター",8997,9256,null,null,18253,null,77,null,null,null,null,"資源化物の生産量","直接埋立無し",null,"焼却無し",null,"高負荷, 膜分離",null,"脱水",null,null,null,"①DB（公設公営、直営）",77,0,0.98,0,2001,"直営",null,"42-2-005-08-001"]
["長崎県","42872","4220031","北松北部環境組合","北松北部クリーンセンター　汚泥再生処理施設",37097,21048,495,null,58640,null,290.60000000000002,null,null,null,null,"資源化物の生産量","直接埋立無し",null,"焼却無し",null,"高負荷, 膜分離",null,"脱水, 乾燥",null,null,null,"③DB（公設公営、運転委託）",148,5,3.6,0,2005,"委託",null,"42-2-008-08-001"]
["熊本県","43202","4320001","八代市","八代市衛生処理センター",6082,null,null,null,6082,15,null,null,null,null,null,"資源化物の生産量","直接埋立無し",null,"焼却無し",null,"嫌気",null,"その他",null,40,"所内利用（熱利用）","②DB（公設公営、一部運転委託）",50,0,0,0,1960,"一部委託",null,"43-1-202-08-001"]
["熊本県","43202","4320002","八代市","八代市浄化槽汚泥処理施設",null,28991,null,null,28991,null,null,null,null,null,null,null,"直接埋立無し",null,"施設外焼却",1336,"下水投入, 浄化槽専用",null,"脱水",null,null,null,"②DB（公設公営、一部運転委託）",96,0,0,0,2006,"一部委託",null,"43-1-202-08-002"]
["熊本県","43204","4320003","荒尾市","松ケ浦環境センター",15044,6227,null,null,21271,null,null,null,null,null,null,null,"直接埋立無し",null,"焼却無し",null,"嫌気, 好気, 高負荷, 膜分離, 下水投入",null,"脱水, 乾燥",null,null,null,"①DB（公設公営、直営）",65,0,0,0,1996,"直営",null,"43-1-204-08-001"]
["熊本県","43208","4320005","山鹿市","山鹿市し尿前処理施設",950,5466,0,0,6416,null,null,null,null,null,null,null,"直接埋立無し",null,"焼却無し",null,"その他",null,"その他",null,null,null,"①DB（公設公営、直営）",30,0,0,0,1994,"委託",null,"43-1-208-08-001"]
["熊本県","43215","4320139","天草市","天草市汚泥再生処理センター",9688,25062,null,null,34750,null,null,null,null,null,null,"資源化物の生産量","直接埋立有り",14,"施設外焼却",79,"一次処理",null,"脱水",null,null,null,"③DB（公設公営、運転委託）",92,0,3.4,0,2017,"委託",null,"43-1-215-08-004"]
["熊本県","43447","4320009","山都町","千滝クリーンハウス",3397,11494,null,null,14891,null,null,null,null,null,null,null,"直接埋立無し",null,"施設外焼却",338,"膜分離",null,"乾燥",null,null,null,"①DB（公設公営、直営）",40,0,0,0,1994,"直営",null,"43-1-447-08-001"]
["熊本県","43531","4320010","苓北町","富岡浄化センターし尿等前処理施設",271,1474,null,null,1745,null,80,null,null,null,null,"資源化物の生産量","直接埋立無し",null,"焼却無し",null,"下水投入",null,"脱水",null,null,null,"③DB（公設公営、運転委託）",7,0,0,0,2006,"委託",null,"43-1-531-08-001"]
["熊本県","43857","4320011","御船地区衛生施設組合","環境クリーンセンター",5690,11706,null,770,18166,null,null,null,null,null,null,"資源化物の生産量","直接埋立無し",null,"施設外焼却",511,"高負荷",null,"脱水",null,null,null,null,90,0,0,0,1991,"一部委託",null,"43-2-006-08-001"]
["熊本県","43935","4320012","上天草衛生施設組合","上天草衛生センター",9720.81,20962.080000000002,34.97,null,30717.86,null,297,null,null,null,null,"資源化物の生産量","直接埋立無し",null,"焼却無し",null,"高負荷, 膜分離",null,"脱水",null,null,null,"①DB（公設公営、直営）",115,2,8,0,2005,"直営",null,"43-2-009-08-001"]
["熊本県","43954","4320013","山鹿植木広域行政事務組合","山鹿植木広域行政事務組合山鹿衛生処理センター",3820,20652,null,null,24472,null,null,null,null,null,null,null,"直接埋立無し",null,"施設外焼却",708,"標脱",null,"脱水",null,null,null,"③DB（公設公営、運転委託）",92,0,4,0,1980,"一部委託",null,"43-2-008-08-001"]
["熊本県","43974","4320014","八代生活環境事務組合","衛生センター",3304,8768,null,null,12072,null,null,null,null,null,null,null,"直接埋立無し",null,"施設外焼却",173,"好気",null,"脱水, 乾燥, 焼却, その他",null,null,null,"②DB（公設公営、一部運転委託）",60,0,0.7,0,1978,"一部委託",null,"43-2-013-08-001"]
["熊本県","43985","4320015","阿蘇広域行政事務組合","滝美園し尿処理場",1489,4090,null,null,5579,null,null,null,null,null,null,null,"直接埋立無し",null,"焼却無し",null,"標脱",null,"脱水",null,null,null,"①DB（公設公営、直営）",18,0,1.2,0,1990,"直営",null,"43-2-001-08-001"]
["熊本県","43985","4320016","阿蘇広域行政事務組合","衛生処理センター",0,0,0,0,0,null,null,null,null,null,null,null,"直接埋立無し",null,"焼却無し",null,"好希釈",null,"脱水",null,null,null,"①DB（公設公営、直営）",46,0,60,0,1968,"直営","休止","43-2-001-08-002"]
["熊本県","43985","4320017","阿蘇広域行政事務組合","大阿蘇環境センター蘇水館",4782,24437,null,null,29219,null,159,null,null,null,null,"資源化物の排出量・売却量","直接埋立無し",null,"焼却無し",null,"膜分離",null,"脱水, 乾燥",null,null,null,"⑦DB+O（公設民営、長期包括運営委託）",91,0,2,0,2006,"委託",null,"43-2-001-08-003"]
["熊本県","43986","4320018","人吉球磨広域行政組合","汚泥再生処理センター(アクアパーク)",9730,23866,null,null,33596,null,165,null,null,null,null,"資源化物の生産量","直接埋立無し",null,"焼却無し",null,"高負荷, 膜分離",null,"脱水",null,null,null,"②DB（公設公営、一部運転委託）",96,0,8,0,2007,"一部委託",null,"43-2-010-08-001"]
["熊本県","43991","4320019","有明広域行政事務組合","第1衛生センター",9213.7000000000007,23396.400000000001,null,null,32610.100000000002,null,null,null,null,null,null,null,"直接埋立無し",null,"焼却無し",null,"高負荷, 膜分離",null,"脱水, 乾燥",null,null,null,"③DB（公設公営、運転委託）",90,0,0.93,0,1995,"委託",null,"43-2-014-08-001"]
["熊本県","43995","4320140","宇城広域連合","環境再生センターKIREKA",7671,29379,2327,0,39377,null,null,null,833.93,null,null,"資源化物の生産量","直接埋立無し",null,"焼却無し",null,"高負荷",null,"その他",null,null,null,"③DB（公設公営、運転委託）",98,83,1.6,0,2021,"委託",null,"43-2-002-08-003"]
["熊本県","43996","4320022","菊池広域連合","クリーンセンター花房",5749,21144,null,null,26893,null,162,null,null,null,null,"資源化物の生産量","直接埋立無し",null,"焼却無し",null,"高負荷, 膜分離, その他",null,"脱水, 乾燥, その他",null,null,null,"②DB（公設公営、一部運転委託）",96,0,1,0,2006,"委託",null,"43-2-005-08-001"]
["大分県","44201","4420001","大分市","大分市大洲園処理場",10174,104935,null,null,115109,null,null,null,null,null,null,null,"直接埋立無し",null,"施設外焼却",4394,"下水投入",null,"脱水, 焼却",null,null,null,"①DB（公設公営、直営）",390,0,0,0,2002,"直営",null,"44-1-201-08-001"]
["大分県","44202","4420069","別府市","別府市リバーサイドオアシス春木苑",1993,24304,null,null,26297,null,null,null,669,null,null,"資源化物の生産量","直接埋立無し",null,"施設外焼却",669,"高負荷, 下水投入",null,"脱水",null,null,null,"①DB（公設公営、直営）",75,0.4,3,0,2019,"直営",null,"44-1-202-08-002"]
["大分県","44203","4420003","中津市","中津市清掃センター",28704,25933,null,null,54637,null,null,null,null,null,null,null,"直接埋立無し",null,"施設外焼却",1318,"高負荷, 膜分離",null,"脱水, 焼却",null,null,null,"⑦DB+O（公設民営、長期包括運営委託）",176,0,0,0,2007,"委託",null,"44-1-203-08-001"]
["大分県","44204","4420004","日田市","日田市環境衛生センター",3248,6305,null,null,9553,null,45,null,null,null,null,"資源化物の生産量","直接埋立無し",null,"焼却無し",null,"高負荷",null,"脱水, 乾燥",null,null,null,"⑥その他公設公営",82,0,1,0,2000,"一部委託",null,"44-1-204-08-001"]
["大分県","44205","4420005","佐伯市","クリーンセンター",2636,33547,null,null,36183,null,null,null,null,null,null,null,"直接埋立無し",null,"施設外焼却",1044,"下水投入, 一次処理",null,"脱水",null,null,null,null,102,0,0,0,1996,"委託",null,"44-1-205-08-001"]
["大分県","44206","4420006","臼杵市","臼杵市し尿等前処理施設",1246,11558,null,null,12804,null,null,null,null,null,null,null,"直接埋立無し",null,"焼却無し",null,"その他",null,"その他",null,null,null,null,45,0,0,0,2005,"委託",null,"44-1-206-08-001"]
["大分県","44207","4420008","津久見市","津久見市し尿等一時貯留施設",0,0,0,0,0,null,null,null,null,null,null,null,"直接埋立無し",null,"焼却無し",null,"標脱",null,"焼却",null,null,null,"①DB（公設公営、直営）",50,0,0,0,1992,"直営",null,"44-1-207-08-001"]
["大分県","44207","4420063","津久見市","津久見市し尿等前処理施設",1122,5428,null,null,6550,null,null,null,null,null,null,null,"直接埋立無し",null,"焼却無し",null,"下水投入",null,"その他",null,null,null,"①DB（公設公営、直営）",25.1,0,0,0,2016,"直営",null,"44-1-207-08-002"]
["大分県","44208","4420009","竹田市","竹田市衛生センター",2702,13516,null,null,16218,null,null,null,null,null,null,null,"直接埋立無し",null,"焼却無し",null,"標脱",null,"脱水",null,null,null,"③DB（公設公営、運転委託）",40,0,0,0,1990,"委託",null,"44-1-208-08-001"]
["大分県","44209","4420010","豊後高田市","豊後高田市クリーンセンター",3005,4317,null,null,7322,null,null,null,null,null,null,null,"直接埋立無し",null,"施設外焼却",220,"標脱",null,"脱水",null,null,null,"⑦DB+O（公設民営、長期包括運営委託）",36,0,0,0,1995,"委託",null,"44-1-209-08-001"]
["大分県","44209","4420011","豊後高田市","豊後高田市真香浄化センター",0,0,0,0,0,null,null,null,null,null,null,null,"直接埋立無し",null,"焼却無し",null,"標脱",null,"脱水",null,null,null,"①DB（公設公営、直営）",16,0,0,0,1998,"直営","休止","44-1-209-08-002"]
["大分県","44211","4420012","宇佐市","宇佐市環境衛生センター",10831,10064,null,null,20895,null,null,null,null,null,null,null,"直接埋立無し",null,"焼却無し",null,"標脱",null,"脱水",null,null,null,"①DB（公設公営、直営）",87,0,0,0,1998,"直営",null,"44-1-211-08-001"]
["大分県","44212","4420013","豊後大野市","豊後大野市白鹿浄化センター",2074,14657,216,null,16947,null,216,null,null,null,null,"資源化物の生産量","直接埋立無し",null,"焼却無し",null,"高負荷, 膜分離",null,"脱水",null,null,null,"⑦DB+O（公設民営、長期包括運営委託）",80,1,2,0,2003,"委託",null,"44-1-212-08-001"]
["大分県","44213","4420016","由布市","由布市環境衛生センター",2699,23532,null,null,26231,null,null,null,null,null,null,null,"直接埋立無し",null,"施設外焼却",734,"標脱, 高負荷, 膜分離, 一次処理",null,"脱水, 乾燥",null,null,null,"①DB（公設公営、直営）",80,80,0,0,2004,"直営",null,"44-1-213-08-001"]
["大分県","44214","4420014","国東市","国東市し尿処理場",1702,8034,null,null,9736,null,null,null,null,null,null,null,"直接埋立無し",null,"施設外焼却",253,"標脱",null,"脱水, 焼却",null,null,null,"③DB（公設公営、運転委託）",50,0,0,0,1986,"委託",null,"44-1-214-08-001"]
["大分県","44322","4420015","姫島村","姫島村し尿処理場",211,14,null,null,225,null,null,null,null,null,null,null,"直接埋立無し",null,"焼却無し",null,"下水投入",null,"その他",null,null,null,"⑥その他公設公営",0.59,0,0,0,2012,"直営",null,"44-1-322-08-001"]
["大分県","44835","4420017","杵築速見環境浄化組合","杵築速見環境浄化センター",2356,16068,null,null,18424,null,null,null,null,null,null,null,"直接埋立無し",null,"施設内焼却",35,"高負荷",null,"焼却",null,null,null,"⑤DBM（公設公営）",58,0,0,0,1997,"一部委託",null,"44-2-001-08-001"]
["大分県","44861","4420018","玖珠九重行政事務組合","玖珠環境衛生センター",2437.8000000000002,16828.849999999999,0,203.19,19469.839999999997,null,null,null,null,null,null,null,"直接埋立無し",null,"焼却無し",null,"高負荷, 膜分離",null,"脱水",null,null,null,"⑦DB+O（公設民営、長期包括運営委託）",52,0,4,0,2005,"委託",null,"44-2-002-08-001"]
["宮崎県","45201","4520001","宮崎市","宮崎市衛生処理センター",24388,16356,null,null,40744,null,null,null,null,null,null,null,"直接埋立有り",15.7,"施設外焼却",227.28,"好気, 下水投入",null,"その他",null,null,null,"③DB（公設公営、運転委託）",107,0,0,0,1999,"委託",null,"45-1-201-08-001"]
["宮崎県","45201","4520002","宮崎市","宮崎市佐土原クリーンパーク",1636,6459,null,null,8095,null,null,null,null,null,null,null,"直接埋立無し",null,"施設外焼却",160,"高負荷, 膜分離",null,"脱水, 焼却",null,null,null,"④DB+M（公設公営、維持管理のみ委託）",43,0,0,0,1996,"委託",null,"45-1-201-08-002"]
["宮崎県","45202","4520003","都城市","清浄館",7577,53809,null,null,61386,null,null,null,19100,null,null,"資源化物の生産量","直接埋立無し",null,"施設外焼却",1910,"高負荷, 膜分離, 下水投入",null,"脱水, 焼却",null,null,null,"⑦DB+O（公設民営、長期包括運営委託）",200,2,1,0,1994,"委託",null,"45-1-202-08-001"]
["宮崎県","45203","4520004","延岡市","延岡市衛生センター",2240,25131,null,null,27371,65,null,null,null,null,null,"資源化物の生産量","直接埋立無し",null,"焼却無し",null,"嫌気, 下水投入, 一次処理",null,"脱水",null,6451,"外部搬出利用（発電利用）","⑦DB+O（公設民営、長期包括運営委託）",165,0,165,733,1991,"委託",null,"45-1-203-08-001"]
["宮崎県","45204","4520005","日南市","日南市衛生センター",5886,23256,null,null,29142,null,null,null,null,null,null,"資源化物の生産量","直接埋立無し",null,"施設外焼却",723,"標脱",null,"脱水",null,null,null,"③DB（公設公営、運転委託）",74,0,0.6,0,1982,"委託",null,"45-1-204-08-001"]
["宮崎県","45205","4520020","小林市","ＫＮＴクリーンセンター",4177,24794,null,null,28971,null,null,null,null,null,null,null,"直接埋立無し",null,"焼却無し",null,"高負荷, 膜分離",null,"脱水",null,null,null,"⑤DBM（公設公営）",88,0,0,0,1999,"委託"]
["宮崎県","45206","4520006","日向市","財光寺汚泥処理場",2262,17231,null,null,19493,null,200,null,null,null,null,"資源化物の排出量・売却量","直接埋立無し",null,"焼却無し",null,"好気, 下水投入, 浄化槽専用",null,"脱水",null,null,null,"⑥その他公設公営",24,0,0,0,1987,"委託",null,"45-1-206-08-001"]
["宮崎県","45207","4520007","串間市","串間市環境センター串間エコクリーンセンター",2145,8355,157,null,10657,16,39,null,null,null,null,"資源化物の生産量","直接埋立無し",null,"施設内焼却",13,"高負荷, 膜分離",null,"脱水",null,null,"所内利用（熱利用）","③DB（公設公営、運転委託）",35,0.9,0.39,168,2001,"委託",null,"45-1-207-08-001"]
["宮崎県","45208","4520008","西都市","西都市衛生センター",4231,8221,null,null,12452,null,null,null,null,null,null,null,"直接埋立無し",null,"焼却無し",null,"高負荷",null,"脱水",null,null,null,"③DB（公設公営、運転委託）",45,0,0,0,1992,"委託",null,"45-1-208-08-001"]
["宮崎県","45209","4520009","えびの市","えびの市環境センター",4486,13792,null,null,18278,null,null,null,null,null,null,null,"直接埋立無し",null,"焼却無し",null,"標脱",null,"脱水",null,null,null,"②DB（公設公営、一部運転委託）",40,0,1,0,1989,"一部委託",null,"45-1-209-08-001"]
["宮崎県","45341","4520010","三股町","三股町衛生センター",1371,11824,null,null,13195,null,null,null,null,null,null,null,"直接埋立無し",null,"施設内焼却",16,"標脱",null,"脱水, 乾燥, 焼却",null,null,null,"①DB（公設公営、直営）",110,0,0,0,1982,"直営",null,"45-1-341-08-001"]
["宮崎県","45383","4520011","綾町","綾町自給肥料供給施設",1416,2173,null,null,3589,null,null,null,null,null,null,"資源化物の排出量・売却量","直接埋立無し",null,"焼却無し",null,"その他",null,"その他",null,null,null,"①DB（公設公営、直営）",5.05,0,4.5,0,1997,"直営",null,"45-1-383-08-001"]
["宮崎県","45402","4520012","新富町","新富し尿処理施設(潮香苑)",2295,13446,null,null,15741,null,325,null,null,null,null,"資源化物の排出量・売却量","直接埋立無し",null,"焼却無し",null,"嫌気, 好気",null,"脱水, 焼却",null,null,null,"④DB+M（公設公営、維持管理のみ委託）",48,1,0,0,2008,"委託",null,"45-1-402-08-001"]
["宮崎県","45403","4520013","西米良村","西米良村し尿前処理施設",126,642,0,0,768,null,null,null,null,null,null,null,"直接埋立無し",null,"焼却無し",null,"下水投入, 一次処理",null,"脱水",null,null,null,"①DB（公設公営、直営）",25,0,0.13,0,2010,"直営",null,"45-1-403-08-001"]
["宮崎県","45421","4520014","門川町","門川町衛生センター",490,7185,0,0,{"$f":"SUM(F840:I840)","v":7675},null,null,null,null,null,null,null,"直接埋立無し",null,"施設内焼却",292,"好二段, 標脱",null,"脱水, 乾燥, 焼却",null,null,null,"③DB（公設公営、運転委託）",40,0,0,0,1981,"委託",null,"45-1-421-08-001"]
["宮崎県","45811","4520015","高鍋・木城衛生組合","高鍋木城衛生組合衛生センター",2786,10969,null,null,13755,null,273,null,null,null,null,"資源化物の排出量・売却量","直接埋立無し",null,"焼却無し",null,"標脱",null,"その他",null,null,null,null,40,0,0,0,1985,"一部委託",null,"45-2-002-08-001"]
["宮崎県","45812","4520016","川南・都農衛生組合","川南・都農衛生センタ-",3108,13896,null,null,17004,null,null,null,null,null,null,null,"直接埋立無し",null,"焼却無し",null,"標脱",null,"脱水, 乾燥, 焼却, その他",null,null,null,null,45,0,0,0,1988,"委託",null,"45-2-005-08-001"]
["宮崎県","45825","4520018","西臼杵広域行政事務組合","西臼杵広域行政事務組合し尿処理施設",2913,9042,null,null,11955,null,null,null,null,null,null,null,"直接埋立無し",null,"施設内焼却",179,"標脱",null,"脱水, 乾燥, 焼却",null,null,null,"①DB（公設公営、直営）",40,0,0,0,1997,"直営",null,"45-2-003-08-001"]
["宮崎県","45832","4520019","入郷地区衛生組合","入郷地区クリーンセンター",407,5601,11,null,6019,null,null,null,null,null,null,null,"直接埋立無し",null,"焼却無し",null,"高負荷, 膜分離",null,"脱水, 乾燥",null,null,null,"①DB（公設公営、直営）",28,0.3,4.5,0,2002,"直営",null,"45-2-008-08-001"]
["鹿児島県","46201","4620001","鹿児島市","鹿児島市衛生処理センター",8747,73626,0,165,82538,2587,null,null,null,null,null,"資源化物の排出量・売却量","直接埋立無し",null,"施設外焼却",1596,"一次処理",null,"脱水",null,null,"外部搬出利用（その他）","③DB（公設公営、運転委託）",344,0,0,0,2001,"委託",null,"46-1-201-08-001"]
["鹿児島県","46201","4620002","鹿児島市","愛宕園衛生処理場",0,0,0,0,0,null,null,null,null,null,null,null,"直接埋立無し",null,"焼却無し",null,"標脱",null,"脱水",null,null,null,"①DB（公設公営、直営）",30,0,0,0,1979,"直営","休止","46-1-201-08-002"]
["鹿児島県","46203","4620003","鹿屋市","鹿屋市衛生処理場",10894,58984,null,null,69878,null,null,null,null,null,null,null,"直接埋立無し",null,"施設内焼却",1302,"標脱",null,"脱水, 焼却",null,null,null,"①DB（公設公営、直営）",220,0,0,0,1989,"直営",null,"46-1-203-08-001"]
["鹿児島県","46213","4620004","西之表市","西京苑",4302,5975,12,null,10289,null,null,null,null,null,null,null,"直接埋立無し",null,"焼却無し",null,"標脱",null,"乾燥",null,null,null,null,30,0,0,0,2015,"一部委託",null,"46-1-213-08-001"]
["鹿児島県","46214","4620005","垂水市","垂水市環境センター",1770,12108,null,null,13878,null,264,null,null,null,null,"資源化物の生産量","直接埋立無し",null,"焼却無し",null,"高負荷, 膜分離",null,"脱水",null,null,null,"①DB（公設公営、直営）",39,0,0.7,0,2000,"直営",null,"46-1-214-08-001"]
["鹿児島県","46215","4620006","薩摩川内市","下甑環境センター",0,0,0,0,0,null,null,null,null,null,null,null,"直接埋立無し",null,"焼却無し",null,"高負荷, 膜分離",null,"その他",null,null,null,null,6,0,0,0,1993,"委託","休止","46-1-215-08-001"]
["鹿児島県","46215","4620007","薩摩川内市","上甑し尿等投入施設",56,429,null,null,485,null,null,null,null,null,null,null,"直接埋立無し",null,"焼却無し",null,"下水投入, その他",null,"その他",null,null,null,"③DB（公設公営、運転委託）",5,0,0,0,2005,"委託",null,"46-1-215-08-002"]
["鹿児島県","46215","4620008","薩摩川内市","川内汚泥再生処理センター",18428,58328,null,493,77249,null,null,null,null,99,null,"資源化物の生産量","直接埋立無し",null,"施設内焼却",1451,"高負荷, 膜分離, 浄化槽専用",null,"脱水",null,null,null,"⑧DBO（公設民営）",224,0,6.1,0,2012,"委託",null,"46-1-215-08-003"]
["鹿児島県","46218","4620009","霧島市","霧島市南部し尿処理場",12520,44453,null,null,56973,null,1849,null,null,null,null,"資源化物の排出量・売却量","直接埋立無し",null,"焼却無し",null,"高負荷, 膜分離, その他",null,"脱水",null,null,null,"③DB（公設公営、運転委託）",190,0,0,0,2006,"委託",null,"46-1-218-08-001"]
["鹿児島県","46218","4620010","霧島市","牧園・横川地区し尿処理場",2372,9333,null,null,11705,null,94,null,null,null,null,"資源化物の排出量・売却量","直接埋立無し",null,"施設内焼却",396,"高負荷, 膜分離",null,"脱水, 乾燥, 焼却",null,null,null,"③DB（公設公営、運転委託）",36,0,4,0,1999,"委託",null,"46-1-218-08-002"]
["鹿児島県","46224","4620011","伊佐市","伊佐市衛生センター",8493,15452,null,null,23945,null,null,null,506,null,null,"資源化物の生産量","直接埋立無し",null,"施設外焼却",506,"嫌気, 好気, 標脱",null,"脱水",null,null,null,"④DB+M（公設公営、維持管理のみ委託）",78,0,3150,0,2018,"委託",null,"46-1-224-08-002"]
["鹿児島県","46225","4620012","姶良市","あいらクリーンセンター",10516,51930,0,null,62446,null,null,null,null,null,null,null,"直接埋立無し",null,"焼却無し",null,"嫌気, 好気, 高負荷",null,"脱水, その他",null,null,null,"⑦DB+O（公設民営、長期包括運営委託）",195,0,0,0,2000,"委託",null,"46-1-225-08-001"]
["鹿児島県","46392","4620013","さつま町","さつま町環境センター",4828,14636,null,null,19464,null,null,null,null,null,null,null,"直接埋立無し",null,"施設内焼却",332,"高負荷, 膜分離",null,"脱水, 乾燥, 焼却",null,null,null,"①DB（公設公営、直営）",71,0,0,0,1999,"直営",null,"46-1-392-08-001"]
["鹿児島県","46452","4620014","湧水町","湧水町衛生処理場",2792,7291,0,0,10083,null,null,null,null,null,null,null,"直接埋立無し",null,"施設外焼却",5,"標脱",null,"その他",null,null,null,"②DB（公設公営、一部運転委託）",25,0,0,0,1998,"委託",null,"46-1-452-08-001"]
["鹿児島県","46505","4620015","屋久島町","屋久島クリーンセンター",2916,9565,null,null,12481,null,null,null,null,null,null,null,"直接埋立無し",null,"施設内焼却",407,"高負荷, 膜分離",null,"脱水, 乾燥, 焼却",null,null,null,"①DB（公設公営、直営）",46,0,0,0,1999,"直営",null,"46-1-505-08-001"]
["鹿児島県","46523","4620096","大和村","大和村衛生センター",158,1160,null,null,1318,null,null,null,null,null,null,null,"直接埋立無し",null,"施設外焼却",34,"高負荷",null,"脱水",null,null,null,"③DB（公設公営、運転委託）",6,0,0,0,1997,"委託",null,"46-1-523-08-001"]
["鹿児島県","46525","4620017","瀬戸内町","加計呂麻クリーンセンター",331,565,null,null,896,null,null,null,null,null,null,"資源化物の生産量","直接埋立無し",null,"焼却無し",null,"高負荷",null,"乾燥",null,null,null,null,4,0,0,0,1991,"直営",null,"46-1-525-08-002"]
["鹿児島県","46525","4620097","瀬戸内町","瀬戸内町衛生センター",1268,6062,null,null,7330,null,null,null,null,null,null,null,"直接埋立無し",null,"焼却無し",null,"高負荷",null,"脱水",null,null,null,"①DB（公設公営、直営）",23,0,0,0,2021,"直営",null,"46-1-525-08-003"]
["鹿児島県","46534","4620018","知名町","知名町有機物供給センター",706,null,null,1261,1967,null,null,null,null,null,null,"資源化物の排出量・売却量","直接埋立無し",null,"焼却無し",null,"好気",null,"脱水, 乾燥",null,null,null,null,7.11,7.11,7.11,0,1992,"直営",null,"46-1-534-08-001"]
["鹿児島県","46808","4620019","いちき串木野市・日置市衛生処理組合","串木野衛生センター",3795,13307,null,null,17102,null,null,null,null,null,null,null,"直接埋立無し",null,"施設内焼却",780,"膜分離",null,"脱水, 乾燥, 焼却",null,null,null,null,58,null,0,null,1999,"一部委託",null,"46-2-001-08-001"]
["鹿児島県","46811","4620091","南薩地区衛生管理組合","アクアセンター万之瀬",13402,47094,null,null,60496,null,null,null,1580,null,null,"資源化物の排出量・売却量","直接埋立無し",null,"施設外焼却",1580,"膜分離",null,"脱水, 焼却",null,null,null,"③DB（公設公営、運転委託）",240,0,8,0,2016,"委託",null,"46-2-012-08-003"]
["鹿児島県","46854","4620023","指宿広域市町村圏組合","指宿広域　汚泥リサイクルセンター",5957,29666,13,0,35636,null,170,null,null,null,null,"資源化物の生産量","直接埋立無し",null,"施設外焼却",149,"高負荷, 膜分離",null,"脱水",null,null,null,"①DB（公設公営、直営）",134,0.24,0.75,0,2012,"直営",null,"46-2-004-08-001"]
["鹿児島県","46855","4620024","曽於北部衛生処理組合","そお北部クリーンセンター",6327,20530,0,0,26857,null,null,null,null,null,null,null,"直接埋立無し",null,"施設内焼却",8,"高負荷, 膜分離",null,"脱水, 乾燥, 焼却",null,null,null,null,81,0,0,0,1997,"直営",null,"46-2-007-08-001"]
["鹿児島県","46861","4620025","南大隅衛生管理組合","南大隅衛生管理組合し尿処理施設",2880,8783,null,null,11663,null,null,null,null,null,null,null,"直接埋立無し",null,"施設内焼却",127,"高負荷, 膜分離",null,"乾燥, 焼却",null,null,null,"③DB（公設公営、運転委託）",31,0,0,0,1995,"委託",null,"46-2-013-08-001"]
["鹿児島県","46870","4620026","中南衛生管理組合","汚泥再生処理センター",3753,7861,7.5,null,11621.5,null,24,null,null,null,null,"資源化物の生産量","直接埋立無し",null,"焼却無し",null,"標脱",null,"脱水, 乾燥",null,null,null,"①DB（公設公営、直営）",30,0.3,0,0,2003,"直営",null,"46-2-010-08-001"]
["鹿児島県","46872","4620027","大島地区衛生組合","有良汚泥再生処理センター",1633,12974,null,null,14607,null,81,null,null,null,null,"資源化物の排出量・売却量","直接埋立無し",null,"施設外焼却",47,"膜分離",null,"脱水",null,null,null,"①DB（公設公営、直営）",40,0,1,0,2008,"直営",null,"46-2-009-08-001"]
["鹿児島県","46904","4620028","北薩広域行政事務組合","北薩広域行政事務組合衛生センター",7056,34310,null,null,41366,null,null,null,null,null,41,"資源化物の生産量","直接埋立無し",null,"施設内焼却",1547,"標脱",null,"脱水, 乾燥, 焼却",null,null,null,"②DB（公設公営、一部運転委託）",121,0,0.06,0,1997,"一部委託",null,"46-2-014-08-001"]
["鹿児島県","46908","4620029","曽於南部厚生事務組合","曽於南部厚生事務組合衛生センター",4843,14893,null,null,19736,null,null,null,null,null,null,"資源化物の排出量・売却量","直接埋立有り",24,"焼却無し",null,"標脱",null,"脱水",null,null,null,"②DB（公設公営、一部運転委託）",80,0,0,0,1982,"一部委託",null,"46-2-006-08-001"]
["沖縄県","47207","4720002","石垣市","石垣市し尿処理場",1050,13864,null,null,14914,null,null,null,null,null,null,null,"直接埋立無し",null,"焼却無し",null,"嫌気",null,"乾燥",null,null,null,"③DB（公設公営、運転委託）",25,0,0,0,1973,"委託",null,"47-1-207-08-001"]
["沖縄県","47209","4720003","名護市","名護市し尿処理場",5687,11377,null,null,17064,null,null,null,null,null,null,"資源化物の排出量・売却量","直接埋立無し",null,"焼却無し",null,"好気",null,"脱水",null,null,null,"⑤DBM（公設公営）",40,0,0,0,1973,"委託",null,"47-1-209-08-001"]
["沖縄県","47375","4720006","多良間村","多良間村し尿処理施設",225,27,0,0,252,null,null,null,null,null,null,null,"直接埋立無し",null,"焼却無し",null,"好二段",null,"脱水",null,null,null,"③DB（公設公営、運転委託）",3,0,0,0,1983,"委託",null,"47-1-375-08-001"]
["沖縄県","47803","4720007","倉浜衛生施設組合","倉浜衛生施設組合宜野湾清水苑",857,6322,65,null,7244,null,null,null,null,null,null,null,"直接埋立無し",null,"施設内焼却",284,"下水投入",null,"脱水",null,null,null,"③DB（公設公営、運転委託）",29,0,0,0,2022,"委託",null,"47-2-004-08-001"]
["沖縄県","47809","4720010","本部町今帰仁村清掃施設組合","し尿処理施設",344,8271,null,null,8615,null,null,null,null,null,null,null,"直接埋立無し",null,"施設内焼却",146,"嫌気",null,"脱水, 焼却",null,null,"所内利用（熱利用）","②DB（公設公営、一部運転委託）",35,"不明","不明","不明",1975,"一部委託",null,"47-2-012-08-001"]
["沖縄県","47823","4720013","中部衛生施設組合","長尾苑",1395,24316,null,null,25711,null,null,null,null,null,1004,"資源化物の生産量","直接埋立無し",null,"焼却無し",null,"標脱",null,"脱水",null,null,null,"⑤DBM（公設公営）",80,0,5,0,1980,"委託",null,"47-2-006-08-001"]
["沖縄県","47830","4720009","南部広域行政組合","岡波苑",880,15274,null,null,16154,null,null,null,null,null,null,"資源化物の生産量","直接埋立無し",null,"施設外焼却",766,"好二段, 標脱",null,"脱水, 焼却",null,null,null,"③DB（公設公営、運転委託）",65,0,0,0,1982,"委託",null,"47-2-013-08-001"]
["沖縄県","47830","4720034","南部広域行政組合","汚泥再生処理センター",695,18414,null,null,19109,null,null,null,null,null,null,"資源化物の排出量・売却量","直接埋立無し",null,"施設外焼却",1044,"一次処理",null,"脱水",null,null,null,"③DB（公設公営、運転委託）",107,0,0,0,2014,"委託",null,"47-2-013-08-002"]
["沖縄県","47830","4720011","南部広域行政組合","清澄苑",73,10830,null,null,10903,null,null,null,null,null,null,"資源化物の排出量・売却量","直接埋立無し",null,"施設外焼却",4,"好二段",null,"脱水, その他",null,null,null,"③DB（公設公営、運転委託）",34,0,0,0,1988,"委託",null,"47-2-013-08-003"]
[]
[null,null,null,null,null,null,null,null,null,"合計の中央値"]
[null,null,null,null,null,null,null,null,null,{"$f":"MEDIAN(J7:J881)","v":14914}]

{"sheet":"トラックバキューム車","index":15,"n_rows":11,"n_cols":11,"rows_kept":11,"cut":false,"hidden":true,"merged":[]}
["出典：サプライチェーンを通じた組織の温室効果ガス排出等の算定のための排出原単位データベースVer 3.3"]
[]
[null,"車種","燃費（km/L）","距離当たりのCO2排出量（㎏-CO2/km）","積載量（㎥）","積載量の根拠","CH４原単位（kg-CH4/㎞)","N2O原単位（kg-N2O/㎞)",null,null,"一般的なバキューム車の情報"]
["ガソリン","ガソリン車バキュームカー",4.96,{"$f":"34.6*0.0183*44/12/C4","v":0.46807661290322583},3.7,"4tバキューム車の最大積載量の値を採用",{"$f":"温対法排出原単位!C49","v":3.4999999999999997E-5},{"$f":"温対法排出原単位!C125","v":3.4999999999999997E-5},null,null,"https://www.shinmaywa.co.jp/toho/products/dl/environment42_01.pdf"]
["軽油","軽油車小型バキュームカー（2-3tトラック）",{"$f":"(6.19+4.58)/2","v":5.3849999999999998},{"$f":"37.7*0.0187*44/12/C5","v":0.48003033116682153},2.5,"最大積載量2－3tの値を採用",{"$f":"温対法排出原単位!C$55","v":1.2999999999999999E-5},{"$f":"温対法排出原単位!C$130","v":2.5000000000000001E-5},null,null,"https://www.morita-econos.com/hygiene/hygiene/index.html"]
["軽油","軽油車中型バキュームカー（4tトラック）",4.58,{"$f":"37.7*0.0187*44/12/C6","v":0.56440247452692882},3.7,"4tバキューム車の最大積載量の値を採用",{"$f":"温対法排出原単位!C$55","v":1.2999999999999999E-5},{"$f":"温対法排出原単位!C$130","v":2.5000000000000001E-5}]
["軽油","軽油車大型バキュームカー（10tトラック以上）",{"$f":"(3.79+3.38+3.09+2.89)/4","v":3.2875000000000001},{"$f":"37.7*0.0187*44/12/C7","v":0.78630063371356163},9,"最大積載6－12tの中央値を採用",{"$f":"温対法排出原単位!C$55","v":1.2999999999999999E-5},{"$f":"温対法排出原単位!C$130","v":2.5000000000000001E-5}]
["ガソリン","ガソリン車トラック",4.96,{"$f":"34.6*0.0183*44/12/C8","v":0.46807661290322583},4,"4t車の最大積載量の値を採用",{"$f":"温対法排出原単位!C46","v":3.4999999999999997E-5},{"$f":"温対法排出原単位!C122","v":3.8999999999999999E-5}]
["軽油","軽油車小型トラック（2-3tトラック）",{"$f":"(6.19+4.58)/2","v":5.3849999999999998},{"$f":"37.7*0.0187*44/12/C9","v":0.48003033116682153},2.5,"最大積載量2－3tの値を採用",{"$f":"温対法排出原単位!C$53","v":1.5E-5},{"$f":"温対法排出原単位!C$128","v":1.4E-5}]
["軽油","軽油車中型トラック（4tトラック）",4.58,{"$f":"37.7*0.0187*44/12/C10","v":0.56440247452692882},4,"4t車の最大積載量の値を採用",{"$f":"温対法排出原単位!C$53","v":1.5E-5},{"$f":"温対法排出原単位!C$128","v":1.4E-5}]
["軽油","軽油車大型トラック（10tトラック以上）",{"$f":"(3.79+3.38+3.09+2.89)/4","v":3.2875000000000001},{"$f":"37.7*0.0187*44/12/C11","v":0.78630063371356163},9,"最大積載6－12tの中央値を採用",{"$f":"温対法排出原単位!C$53","v":1.5E-5},{"$f":"温対法排出原単位!C$128","v":1.4E-5}]

{"sheet":"焼却のCH4とN2O","index":16,"n_rows":12,"n_cols":8,"rows_kept":12,"cut":false,"hidden":true,"merged":[]}
[]
["焼却（CH4）"]
[null,"温対法",null,null,"割合"]
[null," （１）連続燃焼式焼却施設",9.5E-4,"（ｋｇ－CH4／ｔ）",{"$f":"354/516","v":0.68604651162790697},{"$f":"E4*C4","v":6.5174418604651164E-4}]
[null," （２）准連続燃焼式焼却施設",7.6999999999999999E-2,"（ｋｇ－CH4／ｔ）",{"$f":"82/516","v":0.15891472868217055},{"$f":"E5*C5","v":1.2236434108527133E-2},null,"加重平均"]
[null," （３）バッチ燃焼式焼却施設",7.5999999999999998E-2,"（ｋｇ－CH4／ｔ）",{"$f":"80/516","v":0.15503875968992248},1.1782945736434108E-2,null,{"$f":"SUM(F4:F6)","v":2.4671124031007751E-2}]
[]
["焼却（N２O）"]
[null,"温対法",null,null,"割合"]
[null," （１）連続燃焼式焼却施設",5.67E-2,"（ｋｇ－Ｎ2Ｏ／ｔ）",{"$f":"354/516","v":0.68604651162790697},{"$f":"E10*C10","v":3.8898837209302324E-2}]
[null," （２）准連続燃焼式焼却施設",5.3900000000000003E-2,"（ｋｇ－Ｎ2Ｏ／ｔ）",{"$f":"82/516","v":0.15891472868217055},{"$f":"E11*C11","v":8.5655038759689939E-3},null,"加重平均"]
[null," （３）バッチ燃焼式焼却施設",7.2400000000000006E-2,"（ｋｇ－Ｎ2Ｏ／ｔ）",{"$f":"80/516","v":0.15503875968992248},1.1224806201550388E-2,null,{"$f":"SUM(F10:F12)","v":5.8689147286821702E-2}]

{"sheet":"化学肥料","index":17,"n_rows":27,"n_cols":19,"rows_kept":27,"cut":false,"hidden":true,"merged":[[0,16,0,17],[0,4,0,7],[0,8,0,11],[0,12,0,15]]}
[null,null,null,null,"窒素",null,null,null,"リン酸",null,null,null,"カリ",null,null,null,"合計"]
[null,null,null,null,"出典：水野・吉羽　汚泥肥料の種類と成分含有量の実態ーFAMICの肥料検査成績からー","中村委員より受領した「環境にやさしい農業を始めよう」（後藤　2019）より引用","出典（計算式）：農業集落排水ハンドブック","農林水産省「農業資材の供給の状況に関する調査結果（R3）」","出典：水野・吉羽　汚泥肥料の種類と成分含有量の実態ーFAMICの肥料検査成績からー","出典：農業集落排水ハンドブック、「環境にやさしい農業を始めよう」（後藤　2019）より引用","出典（計算式）：農業集落排水ハンドブック","農林水産省「農業資材の供給の状況に関する調査結果（R3）」","出典：水野・吉羽　汚泥肥料の種類と成分含有量の実態ーFAMICの肥料検査成績からー","出典：北海道施肥ガイド（道総研　2020）","出典（計算式）：農業集落排水ハンドブック","農林水産省「農業資材の供給の状況に関する調査結果（R3）」",null,null,"出典：汚泥肥料の活用推進プロジェクト取組成果について"]
[null,null,null,null,"https://agriknowledge.affrc.go.jp/RN/2010853145.pdf",null,null,"https://www.maff.go.jp/j/seisan/sien/sizai/s_hiryo/210528.html","https://agriknowledge.affrc.go.jp/RN/2010853145.pdf",null,null,"https://www.maff.go.jp/j/seisan/sien/sizai/s_hiryo/210528.html","https://agriknowledge.affrc.go.jp/RN/2010853145.pdf",null,null,"https://www.maff.go.jp/j/seisan/sien/sizai/s_hiryo/210528.html",null,null,"https://www.maff.go.jp/kanto/kikaku/midori_syokuryou/attach/pdf/setsumeikai_shiryou_5-2-2.pdf"]
[null,null,"含水率","汚泥肥料の種類","全窒素（現物％）","窒素肥効率（＝有機質資材の養分利用率/化学肥料の養分利用率）","汚泥肥料1kgあたりの汚泥肥料の化学肥料養分相当量(N-kg/kg)","汚泥肥料の化学肥料養分相当量（尿素換算）(円/kg）","全リン酸（現物％）","リン酸肥効率（＝有機質資材の養分利用率/化学肥料の養分利用率）","汚泥肥料1kgあたりの汚泥肥料の化学肥料養分相当量(kg)","汚泥肥料の化学肥料養分相当量(円)（過リン酸石灰換算）","カリ（現物％）","カリ肥効率（＝有機質資材の養分利用率/化学肥料の養分利用率）","汚泥肥料1kgあたりの汚泥肥料の化学肥料養分相当量(kg)","汚泥肥料の化学肥料養分相当量(円)（塩化カリウム換算）","汚泥肥料1kgあたりの化学肥料相当量の合計（円/kg）","汚泥肥料1kgあたりの化学肥料相当量のCO2排出量（kg-Co2/kg）","以上に基づき汚泥肥料は水田よりも畑地に施肥する場合が多く、葉菜類、根菜類、果菜類等の幅広い品目で利用されている。"]
[null,"脱水汚泥の農地還元",85,"し尿汚泥肥料",{"$f":"-0.0548*C5+5.5328","v":0.87479999999999958},0.54,{"$f":"1*化学肥料!E5/100*化学肥料!F5","v":4.7239199999999978E-3},{"$f":"G5*1743/20/46*100","v":0.89497745217391267},{"$f":"E5*0.8697+1.1282","v":1.8890135599999998},1,{"$f":"1*化学肥料!I5/100*化学肥料!J5","v":1.8890135599999996E-2},{"$f":"K5*1739/20/17.5*100","v":9.3856988023999985},0.3,1,{"$f":"1*化学肥料!M5/100*化学肥料!N5","v":3.0000000000000001E-3},{"$f":"O5*1952/20/60*100","v":0.48799999999999999},{"$f":"SUM(P5,L5,H5)","v":10.768676254573911},{"$f":"$D$15*Q5","v":0.12101838374890161}]
[null,"機械乾燥汚泥の農地還元",40,"し尿汚泥肥料",{"$f":"-0.0548*C6+5.5328","v":3.3407999999999998},0.54,{"$f":"1*化学肥料!E6/100*化学肥料!F6","v":1.8040320000000002E-2},{"$f":"G6*1743/20/46*100","v":3.4178562782608695},{"$f":"E6*0.8697+1.1282","v":4.0336937600000002},1,{"$f":"1*化学肥料!I6/100*化学肥料!J6","v":4.0336937600000004E-2},{"$f":"K6*1739/20/17.5*100","v":20.04169556754286},0.3,1,{"$f":"1*化学肥料!M6/100*化学肥料!N6","v":3.0000000000000001E-3},{"$f":"O6*1952/20/60*100","v":0.48799999999999999},{"$f":"SUM(P6,L6,H6)","v":23.94755184580373},{"$f":"$D$15*Q6","v":0.26912258764314229}]
[null,"コンポスト化汚泥の農地還元",40,"汚泥発酵肥料",{"$f":"-0.0545*C7+4.4397","v":2.2597},0.41,{"$f":"1*化学肥料!E7/100*化学肥料!F7","v":9.2647699999999986E-3},{"$f":"G7*1743/20/46*100","v":1.7552710989130433},{"$f":"E7*1.1012+0.6859","v":3.1742816400000002},1,{"$f":"1*化学肥料!I7/100*化学肥料!J7","v":3.1742816400000005E-2},{"$f":"K7*1739/20/17.5*100","v":15.771645062742859},0.7,1,{"$f":"1*化学肥料!M7/100*化学肥料!N7","v":6.9999999999999993E-3},{"$f":"O7*1952/20/60*100","v":1.1386666666666665},{"$f":"SUM(P7,L7,H7)","v":18.665582828322567},{"$f":"$D$15*Q7","v":0.209763819824689}]
[]
[]
[]
[]
[]
[null,"３EID排出原単位",null,null,null,"農林水産省「農業資材の供給の状況に関する調査結果（R3）」"]
[null,null,"購入者価格ベース（t-CO2/百万円）","購入者価格ベース（kg-CO2/円）"]
[null,"化学肥料",11.238,{"$f":"11.238/1000","v":1.1238E-2}]
[]
[]
[]
[]
[]
[]
[]
[null,"農研機構　土壌のCO２吸収見える化サイト"]
[null,"肥料由来の化石燃料の消費によるCO2排出係数",null,"https://soilco2.rad.naro.go.jp/q13"]
[null,"N",3.27,"kgCO2/kgN"]
[null,"P2O5",2.44,"kgCO2/kgPsO5"]
[null,"K2O",0.44,"kgC2/kgK2O"]

{"sheet":"マクロ用","index":18,"n_rows":28,"n_cols":4,"rows_kept":28,"cut":false,"hidden":true,"merged":[]}
[null,null,"神栖市","汚泥再生処理センターエコパーク鉾田"]
[null,null,"水戸市","大洋サニタリーセンター"]
[null,null,"土浦市"]
[null,null,"常陸太田市"]
[null,null,"常陸太田市"]
[null,null,"北茨城市"]
[null,null,"つくば市"]
[null,null,"つくば市"]
[null,null,"ひたちなか市"]
[null,null,"ひたちなか市"]
[null,null,"鹿嶋市"]
[null,null,"潮来市"]
[null,null,"行方市"]
[null,null,"行方市"]
[null,null,"鉾田市"]
[null,null,"鉾田市"]
[null,null,"城里町"]
[null,null,"東海村"]
[null,null,"大宮地方環境整備組合"]
[null,null,"常総衛生組合"]
[null,null,"龍ケ崎地方衛生組合"]
[null,null,"さしま環境管理事務組合"]
[null,null,"筑北環境衛生組合"]
[null,null,"茨城地方広域環境事務組合"]
[null,null,"大洗、鉾田、水戸環境組合"]
[null,null,"湖北環境衛生組合"]
[null,null,"筑西広域市町村圏事務組合"]
[null,null,"下妻地方広域事務組合"]

{"sheet":"選択肢","index":19,"n_rows":49,"n_cols":26,"rows_kept":49,"cut":false,"hidden":true,"merged":[]}
[]
[null,"有無",null,null,null,null,"処理プロセス",null,null,"処理する場所",null,"処理する場所",null,"処理する場所",null,"都道府県",null,"脱水又は乾燥が農業集落排水施設で行われなかった場合","入力情報（現況の最終処理形態）","比較対象１","比較対象２",null,"脱水又は乾燥が農業集落排水施設で行われた場合","入力情報（現況の最終処理形態）","比較対象１","比較対象２"]
[null,"有",null,null,null,null,"農地還元（脱水汚泥）",null,null,"農業集落排水施設",null,"農業集落排水施設",null,"し尿処理施設",null,"北海道",null,null,"農地還元（脱水汚泥）","埋立（焼却あり）","建設資材化",null,null,"農地還元（脱水汚泥）","埋立（焼却あり）","建設資材化"]
[null,"無",null,null,null,null,"農地還元（機械乾燥汚泥）",null,null,"し尿処理施設",null,"し尿処理施設",null,"焼却施設",null,"青森県",null,null,"農地還元（機械乾燥汚泥）","埋立（焼却あり）","建設資材化",null,null,"農地還元（機械乾燥汚泥）","埋立（焼却あり）","建設資材化"]
[null,null,null,null,null,null,"農地還元（炭化汚泥）",null,null,"その他",null,"焼却施設",null,"その他",null,"岩手県",null,null,"農地還元（炭化汚泥）","埋立（焼却あり）","建設資材化",null,null,"農地還元（炭化汚泥）","埋立（焼却あり）","建設資材化"]
[null,null,null,null,null,null,"農地還元（コンポスト化汚泥）（農業集落排水施設でコンポスト化）",null,null,null,null,"その他",null,null,null,"宮城県",null,null,"農地還元（コンポスト化汚泥）（農業集落排水施設でコンポスト化）","埋立（焼却あり）","建設資材化",null,null,"農地還元（コンポスト化汚泥）（農業集落排水施設でコンポスト化）","埋立（焼却あり）","建設資材化"]
[null,null,null,null,null,null,"農地還元（コンポスト化汚泥）（農業集落排水施設以外でコンポスト化）",null,null,null,null,null,null,null,null,"秋田県",null,null,"農地還元（コンポスト化汚泥）（農業集落排水施設以外でコンポスト化）","埋立（焼却あり）","建設資材化",null,null,"農地還元（コンポスト化汚泥）（農業集落排水施設以外でコンポスト化）","埋立（焼却あり）","建設資材化"]
[null,null,null,null,null,null,"埋立（焼却あり）",null,null,null,null,null,null,null,null,"山形県",null,null,"埋立（焼却あり）","農地還元（コンポスト化汚泥）（農業集落排水施設以外でコンポスト化）","建設資材化",null,null,"埋立（焼却あり）","農地還元（コンポスト化汚泥）（農業集落排水施設でコンポスト化）","建設資材化"]
[null,null,null,null,null,null,"埋立（直接埋立：焼却なし）",null,null,null,null,null,null,null,null,"福島県",null,null,"埋立（直接埋立：焼却なし）","農地還元（コンポスト化汚泥）（農業集落排水施設以外でコンポスト化）","建設資材化",null,null,"埋立（直接埋立：焼却なし）","農地還元（コンポスト化汚泥）（農業集落排水施設でコンポスト化）","建設資材化"]
[null,null,null,null,null,null,"建設資材化",null,null,null,null,null,null,null,null,"茨城県",null,null,"建設資材化","農地還元（コンポスト化汚泥）（農業集落排水施設以外でコンポスト化）","埋立（焼却あり）",null,null,"建設資材化","農地還元（コンポスト化汚泥）（農業集落排水施設でコンポスト化）","埋立（焼却あり）"]
[null,null,null,null,null,null,null,null,null,null,null,null,null,null,null,"栃木県"]
[null,null,null,null,null,null,null,null,null,null,null,null,null,null,null,"群馬県"]
[null,null,null,null,null,null,null,null,null,null,null,null,null,null,null,"埼玉県"]
[null,null,null,null,null,null,null,null,null,null,null,null,null,null,null,"千葉県"]
[null,null,null,null,null,null,null,null,null,null,null,null,null,null,null,"東京都"]
[null,null,null,null,null,null,null,null,null,null,null,null,null,null,null,"神奈川県"]
[null,null,null,null,null,null,null,null,null,null,null,null,null,null,null,"新潟県"]
[null,null,null,null,null,null,null,null,null,null,null,null,null,null,null,"富山県"]
[null,null,null,null,null,null,null,null,null,null,null,null,null,null,null,"石川県"]
[null,null,null,null,null,null,null,null,null,null,null,null,null,null,null,"福井県"]
[null,null,null,null,null,null,null,null,null,null,null,null,null,null,null,"山梨県"]
[null,null,null,null,null,null,null,null,null,null,null,null,null,null,null,"長野県"]
[null,null,null,null,null,null,null,null,null,null,null,null,null,null,null,"岐阜県"]
[null,null,null,null,null,null,null,null,null,null,null,null,null,null,null,"静岡県"]
[null,null,null,null,null,null,null,null,null,null,null,null,null,null,null,"愛知県"]
[null,null,null,null,null,null,null,null,null,null,null,null,null,null,null,"三重県"]
[null,null,null,null,null,null,null,null,null,null,null,null,null,null,null,"滋賀県"]
[null,null,null,null,null,null,null,null,null,null,null,null,null,null,null,"京都府"]
[null,null,null,null,null,null,null,null,null,null,null,null,null,null,null,"大阪府"]
[null,null,null,null,null,null,null,null,null,null,null,null,null,null,null,"兵庫県"]
[null,null,null,null,null,null,null,null,null,null,null,null,null,null,null,"奈良県"]
[null,null,null,null,null,null,null,null,null,null,null,null,null,null,null,"和歌山県"]
[null,null,null,null,null,null,null,null,null,null,null,null,null,null,null,"鳥取県"]
[null,null,null,null,null,null,null,null,null,null,null,null,null,null,null,"島根県"]
[null,null,null,null,null,null,null,null,null,null,null,null,null,null,null,"岡山県"]
[null,null,null,null,null,null,null,null,null,null,null,null,null,null,null,"広島県"]
[null,null,null,null,null,null,null,null,null,null,null,null,null,null,null,"山口県"]
[null,null,null,null,null,null,null,null,null,null,null,null,null,null,null,"徳島県"]
[null,null,null,null,null,null,null,null,null,null,null,null,null,null,null,"香川県"]
[null,null,null,null,null,null,null,null,null,null,null,null,null,null,null,"愛媛県"]
[null,null,null,null,null,null,null,null,null,null,null,null,null,null,null,"高知県"]
[null,null,null,null,null,null,null,null,null,null,null,null,null,null,null,"福岡県"]
[null,null,null,null,null,null,null,null,null,null,null,null,null,null,null,"佐賀県"]
[null,null,null,null,null,null,null,null,null,null,null,null,null,null,null,"長崎県"]
[null,null,null,null,null,null,null,null,null,null,null,null,null,null,null,"熊本県"]
[null,null,null,null,null,null,null,null,null,null,null,null,null,null,null,"大分県"]
[null,null,null,null,null,null,null,null,null,null,null,null,null,null,null,"宮崎県"]
[null,null,null,null,null,null,null,null,null,null,null,null,null,null,null,"鹿児島県"]
[null,null,null,null,null,null,null,null,null,null,null,null,null,null,null,"沖縄県"]